## Metal-polymer and polymer pipe
Metal-polymer and polymer pipe circuits
Metal-polymer (Metal-plastic) pipes
| Артикул | Наименование | Размер/количество | Цена за единицу
| V1620 | Metal-Polymer pipe VALTEC 16x2.0mm | 16 X 2,0 mm, 100 m | 55
| V1620 |  | 16 X 2,0 mm, 200 m | 55
| V2020 | Metal-Polymer pipe VALTEC 20x2.0mm | 20x2,0 mm, 100 m | 83
| V2630 | Metal-Polymer pipe VALTEC 26x3.0mm | 26x3,0 mm, 50 m | 145
| V3230 | Metal-Polymer pipe VALTEC 32x3.0mm | 32x3,0 mm, 50 m | 215
| V4035 | Metal-Polymer pipe VALTEC 40x3.5mm | 40x3,5 mm, 25 m | 575
Cross-linked polyethylene pipes (PEX Pipes)
| Артикул | Наименование | Размер/количество | Цена за единицу
| VP1620.3 | Cross-linked Polyethylene pipe PEX-EVOH, 16mm, 200m | 16 x 2,0 mm, 200 m | 50
| VP1620.3 |  | Труба полимерная PEX VALTEC, c антидиффузионным сл | 50
| VP2020.3 | Cross-linked Polyethylene pipe PEX-EVOH, 20mm, 100m | 20h2,0 mm, 100 m | 69
Compression fittings
| Артикул | Наименование | Размер/количество | Цена за единицу
| VTm.301.N.001604 | Multi-layer pipe connecting compression-fitting – male | 16 x 1/2" | 87
| VTm.301.N.001605 |  | 16 x 3/4" | 109
| VTm.301.N.002004 |  | 20 x 1/2" | 132
| VTm.301.N.002005 |  | 20 x 3/4" | 136
| VTm.301.N.002605 |  | 26 x 3/4" | 219
| VTm.301.N.002606 |  | 26 x 1" | 219
| VTm.301.N.003205 |  | 32 x 3/4" | 473
| VTm.301.N.003206 |  | 32 x 1" | 479
| VTm.301.N.003207 |  | 32 x 1 1/4" | 514
| VTm.302.N.001604 | Multi-layer pipe connecting compression-fitting – female | 16 x 1/2" | 97
| VTm.302.N.001605 |  | 16 x 3/4" | 143
| VTm.302.N.002004 |  | 20 x 1/2" | 129
| VTm.302.N.002005 |  | 20 x 3/4" | 159
| VTm.302.N.002605 |  | 26 x 3/4" | 215
| VTm.302.N.002606 |  | 26 x 1" | 237
| VTm.302.N.003205 |  | 32 x 3/4" | 472
| VTm.302.N.003206 |  | 32 x 1" | 456
| VTm.302.N.003207 |  | 32 x 1 1/4" | 612
| VTm.303.N.001616 | Multi-layer compression-fitting | 16 | 143
| VTm.303.N.002016 |  | 20 x 16 | 192
| VTm.303.N.002020 |  | 20 | 217
| VTm.303.N.002616 |  | 26 x 16 | 275
| VTm.303.N.002620 |  | 26 x 20 | 315
| VTm.303.N.002626 |  | 26 | 366
| VTm.303.N.003216 |  | 32 x 16 | 554
| VTm.303.N.003220 |  | 32 x 20 | 598
| VTm.303.N.003226 |  | 32 x 26 | 660
| VTm.303.N.003232 |  | 32 | 695
| VTm.331.N.161616 | Multilayer compression-fitting – TEE | 16 | 198
| VTm.331.N.162016 |  | 16 x 20 x 16 | 329
| VTm.331.N.201616 |  | 20 x 16 x 16 | 366
| VTm.331.N.201620 |  | 20 x 16 x 20 | 325
| VTm.331.N.202016 |  | 20 x 20 x 16 | 353
| VTm.331.N.202020 |  | 20 | 320
| VTm.331.N.202620 |  | 20 x 26 x 20 | 545
| VTm.331.N.261620 |  | 26 x 16 x 20 | 491
| VTm.331.N.261626 |  | 26 x 16 x 26 | 527
| VTm.331.N.262016 |  | 26 x 20 x 16 | 411
| VTm.331.N.262020 |  | 26 x 20 x 20 | 521
| VTm.331.N.262026 |  | 26 x 20 x 26 | 544
| VTm.331.N.262620 |  | 26 x 26 x 20 | 521
| VTm.331.N.262626 |  | 26 | 509
| VTm.331.N.263226 |  | 26 x 32 x 26 | 907
| VTm.331.N.321632 |  | 32 x 16 x 32 | 896
| VTm.331.N.322032 |  | 32 x 20 x 32 | 970
| VTm.331.N.322626 |  | 32 x 26 x 26 | 874
| VTm.331.N.322632 |  | 32 x 26 x 32 | 1006
| VTm.331.N.323226 |  | 32 x 32 x 26 | 1007
| VTm.331.N.323232 |  | 32 | 1217
| VTm.332.N.160416 | Compression-fitting – TEE female | 16 x 1/2" | 173
| VTm.332.N.200420 |  | 20 x 1/2" | 299
| VTm.332.N.200520 |  | 20 x 3/4" | 320
| VTm.332.N.260526 |  | 26 x 3/4" | 436
| VTm.332.N.260626 |  | 26 x 1" | 562
| VTm.332.N.320632 |  | 32 x 1" | 953
| VTm.332.N.320732 |  | 32 x 1 1/4" | 1222
| VTm.333.N.160416 | Compression-fitting – TEE male | 16 x 1/2" | 169
| VTm.333.N.200420 |  | 20 x 1/2" | 286
| VTm.333.N.200520 |  | 20 x 3/4" | 301
| VTm.333.N.260526 |  | 26 x 3/4" | 404
| VTm.333.N.260626 |  | 26 x 1" | 417
| VTm.333.N.320632 |  | 32 x 1" | 883
| VTm.333.N.320732 |  | 32 x 1 1/4" | 1156
| VTm.334.N.160416 | Wall mounted TEE compression fitting | 16 x 1/2" | 309
| VTm.334.N.200420 |  | 20 x 1/2" | 389
| VTm.341.N.161616 | compression-fitting cross | 16 | 348
| VTm.341.N.201620 |  | 20 x 16 x 20 x 16 | 473
| VTm.341.N.202020 |  | 20 | 454
| VTm.341.N.261626 |  | 26 x 16 x 26 x 16 | 580
| VTm.341.N.262026 |  | 26 x 20 x 26 x 20 | 643
| VTm.351.N.001616 | Compression-elbow | 16 | 137
| VTm.351.N.002020 |  | 20 | 243
| VTm.351.N.002626 |  | 26 | 367
| VTm.351.N.003232 |  | 32 | 784
| VTm.352.N.001604 | Compression-elbow female | 16 x 1/2" | 131
| VTm.352.N.001605 |  | 16 x 3/4" | 236
| VTm.352.N.002004 |  | 20 x 1/2" | 182
| VTm.352.N.002005 |  | 20 x 3/4" | 204
| VTm.352.N.002605 |  | 26 x 3/4" | 273
| VTm.352.N.002606 |  | 26 x 1" | 340
| VTm.352.N.003206 |  | 32 x 1" | 617
| VTm.352.N.003207 |  | 32 x 1 1/4" | 708
| VTm.353.N.001604 | Compression-elbow male | 16 x 1/2" | 119
| VTm.353.N.001605 |  | 16 x 3/4" | 181
| VTm.353.N.002004 |  | 20 x 1/2" | 165
| VTm.353.N.002005 |  | 20 x 3/4" | 190
| VTm.353.N.002605 |  | 26 x 3/4" | 253
| VTm.353.N.002606 |  | 26 x 1" | 283
| VTm.353.N.003206 |  | 32 x 1" | 536
| VTm.353.N.003207 |  | 32 x 1 1/4" | 636
| VTm.354.N.001604 | Wall-mounting compression elbow | 16 x 1/2" | 161
| VTm.354.N.002004 |  | 20 x 1/2" | 212
| VTm.354.N.002005 |  | 20 x 3/4" | 301
| VTm.355.N.001604 | Wall-mounting compression-fitting adapter | 16 x 1/2" | 154
| VTm.390.0.000016 | EPDM O-ring | 16 mm | 4.4
| VTm.390.0.000020 |  | 20 mm | 8
| VTm.390.0.000026 |  | 26 mm | 12
| VTm.390.0.000032 |  | 32 mm | 14
| VT.4410.NE.16 | Euroconus fitting for polyethylene pipe | 16h2,0 mm, "euro", 3/4" | 146
| VT.4410.NE.20 |  | 20x2,0 mm, "euro", 3/4" | 151
| VT.4420.NE.16 | Eurconus fitting for multilayer pipe | 16x2,0 mm, "euro", 3/4" | 164
| VT.4420.NE.20 |  | 20x2,0 mm, "euro", 3/4" | 183
| VTc.709.N.1604 | PEX pipe connecting fitting | 1/2" | 97
| VTc.710.N.1604 | Multilayer pipe connecting fitting (compression fitting for metal-polymer pipes) | 16 x 1/2" | 126
Crimp fittings
| Артикул | Наименование | Размер/количество | Цена за единицу
| VTm.201.N.001604 | Crimped to male straight fitting | 16 x 1/2" | 116
| VTm.201.N.001605 |  | 16 x 3/4" | 150
| VTm.201.N.002004 |  | 20 x 1/2" | 158
| VTm.201.N.002005 |  | 20 x 3/4" | 156
| VTm.201.N.002605 |  | 26 x 3/4" | 234
| VTm.201.N.002606 |  | 26 x 1" | 269
| VTm.201.N.003206 |  | 32 x 1" | 369
| VTm.201.N.003207 |  | 32 x 1 1/4" | 444
| VTm.201.N.004006 |  | 40 x 1" | 499
| VTm.201.N.004007 |  | 40 x 1 1/4" | 554
| VTm.202.N.001604 | Crimped to female straight fitting | 16 x 1/2" | 110
| VTm.202.N.001605 |  | 16 x 3/4" | 142
| VTm.202.N.002004 |  | 20 x 1/2" | 121
| VTm.202.N.002005 |  | 20 x 3/4" | 165
| VTm.202.N.002605 |  | 26 x 3/4" | 195
| VTm.202.N.002606 |  | 26 x 1" | 254
| VTm.202.N.003206 |  | 32 x 1" | 353
| VTm.202.N.003207 |  | 32 x 1 1/4" | 473
| VTm.203.N.001616 | Crimped-fitting | 16 | 158
| VTm.203.N.002016 |  | 20 x 16 | 200
| VTm.203.N.002020 |  | 20 | 214
| VTm.203.N.002616 |  | 26 x 16 | 256
| VTm.203.N.002620 |  | 26 x 20 | 271
| VTm.203.N.002626 |  | 26 | 285
| VTm.203.N.003216 |  | 32 x 16 | 376
| VTm.203.N.003220 |  | 32 x 20 | 498
| VTm.203.N.003226 |  | 32 x 26 | 383
| VTm.203.N.003232 |  | 32 | 374
| VTm.203.N.004040 |  | 40 | 814
| VTm.222.N.001604 | Straight Crimped-fitting with cap-nut | 16 x 1/2" | 128
| VTm.222.N.003207 |  | 32 x 1 1/4" | 358
| VTm.224.N.001604 | Wall fitting (kit) | 16 x 1/2" | 762
| VTm.231.N.161616 | Tee Crimped-fitting | 16 | 247
| VTm.231.N.162016 |  | 16 x 20 x 16 | 410
| VTm.231.N.201616 |  | 20 x 16 x 16 | 356
| VTm.231.N.201620 |  | 20 x 16 x 20 | 365
| VTm.231.N.202016 |  | 20 x 20 x 16 | 377
| VTm.231.N.202020 |  | 20 | 347
| VTm.231.N.202620 |  | 20 x 26 x 20 | 428
| VTm.231.N.261620 |  | 26 x 16 x 20 | 456
| VTm.231.N.261626 |  | 26 x 16 x 26 | 485
| VTm.231.N.262016 |  | 26 x 20 x 16 | 469
| VTm.231.N.262020 |  | 26 x 20 x 20 | 491
| VTm.231.N.262026 |  | 26 x 20 x 26 | 490
| VTm.231.N.262620 |  | 26 x 26 x 20 | 536
| VTm.231.N.262626 |  | 26 | 515
| VTm.231.N.263226 |  | 26 x 32 x 26 | 801
| VTm.231.N.321632 |  | 32 x 16 x 32 | 814
| VTm.231.N.322026 |  | 32 x 20 x 26 | 753
| VTm.231.N.322032 |  | 32 x 20 x 32 | 850
| VTm.231.N.322626 |  | 32 x 26 x 26 | 828
| VTm.231.N.322632 |  | 32 x 26 x 32 | 770
| VTm.231.N.323220 |  | 32 x 32 x 20 | 678
| VTm.231.N.323226 |  | 32 x 32 x 26 | 837
| VTm.231.N.323232 |  | 32 | 713
| VTm.232.N.160416 | Crimped-TEE female | 16 x 1/2" x 16 | 212
| VTm.232.N.200420 |  | 20 x 1/2" x 20 | 349
| VTm.232.N.200520 |  | 20 x 3/4" x 20 | 370
| VTm.232.N.260426 |  | 26 x 1/2" x 26 | 452
| VTm.232.N.260526 |  | 26 x 3/4" x 26 | 480
| VTm.232.N.260626 |  | 26 x 1" x 26 | 528
| VTm.232.N.320532 |  | 32 x 3/4" x 32 | 728
| VTm.232.N.320632 |  | 32 x 1" x 32 | 738
| VTm.232.N.320732 |  | 32 x 1 1/4" x 32 | 958
| VTm.232.N.400640 |  | 40 x 1" x 40 | 1270
| VTm.233.N.160416 | Male TEE Crimped-fitting | 16 x 1/2" x 16 | 219
| VTm.233.N.200420 |  | 20 x 1/2" x 20 | 341
| VTm.233.N.200520 |  | 20 x 3/4" x 20 | 364
| VTm.233.N.260426 |  | 26 x 1/2" x 26 | 409
| VTm.233.N.260526 |  | 26 x 3/4" x 26 | 405
| VTm.233.N.260626 |  | 26 x 1" x 26 | 467
| VTm.233.N.320532 |  | 32 x 3/4" x 32 | 755
| VTm.233.N.320632 |  | 32 x 1" x 32 | 665
| VTm.234.N.160416 | Double wall-plate elbow female | 16 x 1/2" | 362
| VTm.234.N.200420 |  | 20 x 1/2" | 459
| VTm.251.N.001616 | Crimped-fitting – elbow | 16 | 176
| VTm.251.N.002020 |  | 20 | 240
| VTm.251.N.002626 |  | 26 | 365
| VTm.251.N.003232 |  | 32 | 536
| VTm.251.N.004040 |  | 40 | 908
| VTm.252.N.001604 | Crimped-fitting – elbow female | 16 x 1/2" | 152
| VTm.252.N.001605 |  | 16 x 3/4" | 198
| VTm.252.N.002004 |  | 20 x 1/2" | 235
| VTm.252.N.002005 |  | 20 x 3/4" | 240
| VTm.252.N.002605 |  | 26 x 3/4" | 343
| VTm.252.N.002606 |  | 26 x 1" | 432
| VTm.252.N.003206 |  | 32 x 1" | 477
| VTm.253.N.001604 | Crimped-fitting – elbow male | 16 x 1/2" | 145
| VTm.253.N.001605 |  | 16 x 3/4" | 194
| VTm.253.N.002004 |  | 20 x 1/2" | 222
| VTm.253.N.002005 |  | 20 x 3/4" | 233
| VTm.253.N.002605 |  | 26 x 3/4" | 285
| VTm.253.N.002606 |  | 26 x 1" | 352
| VTm.253.N.003206 |  | 32 x 1" | 623
| VTm.254.N.001604 | Wall-plate Crimped-elbow female | 16 x 1/2" | 211
| VTm.254.N.002004 |  | 20 x 1/2" | 286
| VTm.254.N.002005 |  | 20 x 3/4" | 380
| VTm.254.N.002605 |  | 26 x 3/4" | 406
| VTm.255.N.001604 | Wall-plate Crimped-elbow male | 16 x 1/2" | 227
| VTm.263.N.002020 | 3-piece straight fitting double | 20 | 264
| VTm.263.N.002626 |  | 26 | 380
| VTm.263.N.003232 |  | 32 | 675
| VTm.281.N.001615 | Crimped-elbow for radiator – with chrome-plated pipe | 16 x 15 mm, 30 sm | 494
| VTm.281.N.002015 |  | 20 x 15 mm, 30 sm | 517
| VTm.282.N.161516 | Crimped-TEE for radiator with chrome-plated pipe | 16 x 15 x 16 mm, 30 sm | 517
| VTm.282.N.201516 |  | 20 x 15 x 16 mm, 30 sm | 553
| VTm.282.N.201520 |  | 20 x 15 x 20 mm, 30 sm | 657
| VTm.290.N.000016 | Pressure collar | 16 | 24
| VTm.290.N.000020 |  | 20 | 40
| VTm.290.N.000026 |  | 26 | 58
| VTm.290.N.000032 |  | 32 | 89
| VTm.254H.N.001604 | Wall-plate – elbow female | 16 x 1/2" | 229
| VTm.241.N.161616 | cross Crimped-fitting | 16 x 16 x 16 x 16 mm | 284
| VTm.241.N.201620 |  | 20 x 16 x 20 x 16 mm | 451
| VTm.241.N.202020 |  | 20 x 20 x 20 x 20 mm | 582
| VTc.712.N.1604 | Euroconus crimp fitting for multilayer pipes (Crimp-fitting with coupling nut) | 16h2,0 x &#189;” | 142
| VTc.712.NE.1605 | Crimp-fitting with coupling nut “Euroconus” | 16 x 2,0 x &#190;” | 157
Pipe installation tools
| Артикул | Наименование | Размер/количество | Цена за единицу
| VTm.294.0.16 | jaws for VALTEC crimping tool | 16 mm | 726
| VTm.294.0.20 |  | 20 mm | 786
| VTm.294.0.26 |  | 26 mm | 786
| VTm.294.0.32 |  | 32 mm | 786
| VTm.396.0.162026 | Calibration tool | 16-20-26 mm | 143
| VTm.396.0.263240 |  | 26-32-40 mm | 262
| VTm.398.N.16 | Internal bending spring | 16 mm | 217
| VTm.398.N.20 |  | 20 mm | 343
| VTm.398.N.26 |  | 26 mm | 501
| VTm.398.N.32 |  | 32 mm | 822
| VTm.295.0.16 | Jaws for rechargeable battery press machine VALTEC | 16 mm | 2243
| VTm.295.0.20 |  | 20 mm | 2243
| VTm.295.0.26 |  | 26 mm | 2492
| VTm.295.0.32 |  | 32 mm | 2243
| VTm.394.0.160026 | pipe cutter VALTEC for pipes of up to 26mm | 26 mm | 243
| VTm.395.0.160040 | Pipe cutter for pipes of up to 40mm | 40 mm | 464
| VTm.293.L.1620 | Manual press machine | 16, 20 mm, TN | 5163
| VTm.293.0.160032 | Crimping tool with set of jaws | 16-32 mm, TH | 7677
| VTm.393.0.160020 | Metal-plastic pipe cutter | 16–20 mm | 1665
| VTm.397.0.160032 | pipe cutter | do 40 mm | 1272
| VTm.399.N.16 | External bending spring | 16 mm | 388
| VTm.399.N.20 |  | 20 mm | 502
Ball valves for metal-polymer pipes
| Артикул | Наименование | Размер/количество | Цена за единицу
| VT.242.N.1604 | Nickel-plated ball valve (crimp-fitting) | 16 x 1/2" | 165
| VT.243.N.1616 | crimp-fitting ball valve (Nickel-plated ball valve) | 16 mm | 194
| VT.341.N.1604 | VALTEC ball valve with compression and male thread connections | 16 x 1/2" | 244
| VT.342.N.1604 | VALTEC ball valve with compression and male thread connections | 16 x 1/2" | 200
| VT.343.N.1616 | VALTEC ball valve with compression-fitting | 16 mm | 247

## Polypropylene pipe circuits
Polypropylene pipe circuits
Polypropylene pipes
| Артикул | Наименование | Размер/количество | Цена за единицу
| VTp.700.AL25.20 | VALTEC PP-ALUX (Polypropylene Aluminium reinforced) pipe | 20 mm | 67
| VTp.700.AL25.25 |  | 25 mm | 97
| VTp.700.AL25.32 |  | 32 mm | 161
| VTp.700.AL25.40 |  | 40 mm | 246
| VTp.700.AL25.50 |  | 50 mm | 385
| VTp.700.AL25.63 |  | 63 mm | 640
| VTp.700.AL25.75 |  | 75 mm | 1035
| VTp.700.AL25.90 |  | 90 mm | 1459
| VTp.700.AL25.25 |  | 25 mm, po 2 m | 97
| VTp.700.AL25.32 |  | 32 mm, po 2 m | 161
| VTp.700.AL25.20 |  | 20 mm, po 2 m | 67
| VTp.700.FB20.20 | Fiberglass reinforced polypropylene pipe VALTEC PP-FIBER PN 20 | 20 mm | 45
| VTp.700.FB20.25 |  | 25 mm | 69
| VTp.700.FB20.32 |  | 32 mm | 115
| VTp.700.FB20.40 |  | 40 mm | 186
| VTp.700.FB20.50 |  | 50 mm | 295
| VTp.700.FB20.63 |  | 63 mm | 486
| VTp.700.FB20.20 |  | 20 mm, po 2 m | 45
| VTp.700.FB20.25 |  | 25 mm, po 2 m | 69
| VTp.700.FB20.32 |  | 32 mm,po 2 m | 115
| VTp.700.FB25.20 | Fiberglass reinforced polypropylene pipe VALTEC PP-FIBER PN 25 | 20 mm | 60
| VTp.700.FB25.25 |  | 25 mm | 87
| VTp.700.FB25.32 |  | 32 mm | 159
| VTp.700.FB25.40 |  | 40 mm | 222
| VTp.700.FB25.50 |  | 50 mm | 384
| VTp.700.FB25.63 |  | 63 mm | 549
| VTp.700.0020.20 | Polypropylene pipe VALTEC PPR PN 20 | 20x3.4 mm, 120 m v upakovke | 34
| VTp.700.0020.25 |  | 25x4.2 mm, 80 m v upakovke | 58
| VTp.700.0020.32 |  | 32x5.4 mm, 60 m v upakovke | 99
| VTp.700.0020.40 |  | 40x6.7 mm, 40 m v upakovke | 162
| VTp.700.0020.50 |  | 50x8.3 mm, 24 m v upakovke | 265
| VTp.700.0020.63 |  | 63x10.5 mm, 16 m v upakovke | 454
| VTp.700.0020.75 |  | 75x12.5 mm, 12 m v upakovke | 615
| VTp.700.0020.90 |  | 90x15 mm, 8 m v upakovke | 1088
| VTp.700.0020.20 |  | 20x3.4 mm, po 2 m | 34
| VTp.700.0020.25 |  | 25x4.2 mm, po 2 m | 58
| VTp.700.0020.32 |  | 32x5.4 mm, po 2 m | 99
Polypropylene fittings
| Артикул | Наименование | Размер/количество | Цена за единицу
| VTp.701.0.02004 | Male adopter | 20 x 1/2" | 53
| VTp.701.0.02005 |  | 20 x 3/4" | 77
| VTp.701.0.02504 |  | 25 x 1/2" | 57
| VTp.701.0.02505 |  | 25 x 3/4" | 81
| VTp.701.0.03205 |  | 32 x 3/4" | 98
| VTp.701.0.03206 |  | 32 x 1" | 132
| VTp.701.0.03204 |  | 32 x 1/2" | 81
| VTp.702.0.02004 | Female adapter | 20 x 1/2" | 40
| VTp.702.0.02005 |  | 20 x 3/4" | 58
| VTp.702.0.02504 |  | 25 x 1/2" | 48
| VTp.702.0.02505 |  | 25 x 3/4" | 58
| VTp.702.0.03205 |  | 32 x 3/4" | 73
| VTp.702.0.03206 |  | 32 x 1" | 113
| VTp.702.0.03204 |  | 32 x 1/2" | 83
| VTp.703.0.020 | welding socket | 20 mm | 4.5
| VTp.703.0.025 |  | 25 mm | 6.1
| VTp.703.0.032 |  | 32 mm | 11
| VTp.703.0.040 |  | 40 mm | 17
| VTp.703.0.050 |  | 50 mm | 29
| VTp.703.0.063 |  | 63 mm | 74
| VTp.703.0.075 |  | 75 mm | 113
| VTp.703.0.090 |  | 90 mm | 228
| VTp.704.0.025020 | polypropylene reducer M/F | 25x20 mm | 5.9
| VTp.704.0.032020 |  | 32x20 mm | 7.4
| VTp.704.0.032025 |  | 32x25 mm | 8
| VTp.704.0.040020 |  | 40x20 mm | 11
| VTp.704.0.040025 |  | 40x25 mm | 14
| VTp.704.0.040032 |  | 40x32 mm | 16
| VTp.704.0.050020 |  | 50x20 mm | 17
| VTp.704.0.050025 |  | 50x25 mm | 18
| VTp.704.0.050032 |  | 50x32 mm | 21
| VTp.704.0.050040 |  | 50x40 mm | 28
| VTp.704.0.063020 |  | 63x20 mm | 39
| VTp.704.0.063025 |  | 63x25 mm | 42
| VTp.704.0.063032 |  | 63x32 mm | 36
| VTp.704.0.063040 |  | 63x40 mm | 40
| VTp.704.0.063050 |  | 63x50 mm | 47
| VTp.704.0.075050 |  | 75x50 mm | 74
| VTp.704.0.075063 |  | 75x63 mm | 97
| VTp.704.0.090063 |  | 90x63 mm | 164
| VTp.704.0.090075 |  | 90x75 mm | 179
| VTp.705.0.025020 | Reducer F/F | 25 x 20 mm | 5.2
| VTp.705.0.032020 |  | 32 x 20 mm | 8.1
| VTp.705.0.032025 |  | 32 x 25 mm | 9
| VTp.705.0.040020 |  | 40 x 20 mm | 12
| VTp.705.0.040025 |  | 40 x 25 mm | 14
| VTp.705.0.040032 |  | 40 x 32 mm | 15
| VTp.705.0.050020 |  | 50 x 20 mm | 19
| VTp.705.0.050025 |  | 50 x 25 mm | 21
| VTp.705.0.050032 |  | 50 x 32 mm | 22
| VTp.705.0.050040 |  | 50 x 40 mm | 25
| VTp.705.0.063020 |  | 63 x 20 mm | 44
| VTp.705.0.063025 |  | 63 x 25 mm | 43
| VTp.705.0.063032 |  | 63 x 32 mm | 52
| VTp.705.0.063040 |  | 63 x 40 mm | 49
| VTp.705.0.063050 |  | 63 x 50 mm | 56
| VTp.705.0.075050 |  | 75 x 50 mm | 86
| VTp.705.0.075063 |  | 75 x 63 mm | 99
| VTp.705.0.090063 |  | 90 x 63 mm | 148
| VTp.705.0.090075 |  | 90 x 75 mm | 175
| VTp.706.0.03206 | Adapter with coupling | 32 x 1" | 183
| VTp.706.0.04007 |  | 40 x 1 1/4" | 320
| VTp.706.0.05008 |  | 50 x 1 1/2" | 409
| VTp.706.0.06309 |  | 63 x 2" | 735
| VTp.706.0.04006 |  | 40 x 1" | 199
| VTp.706.0.07510 |  | 75 x 2 1/2" | 1201
| VTp.706.0.09011 |  | 90 x 3" | 1675
| VTp.706.0.11012 |  | 110 x 4" | 3711
| VTp.707.0.03206 | Adapter for spanner thread male | 32 x 1" | 197
| VTp.707.0.04007 |  | 40 x 1 1/4" | 348
| VTp.707.0.05008 |  | 50 x 1 1/2" | 447
| VTp.707.0.06309 |  | 63 x 2" | 959
| VTp.707.0.04006 |  | 40 x 1" | 239
| VTp.707.0.07510 |  | 75 x 2 1/2" | 1733
| VTp.707.0.09011 |  | 90 x 3" | 2325
| VTp.707.0.11012 |  | 110 x 4" | 4062
| VTp.708.0.02004 | Adapter with union nut | 20 x 1/2" | 104
| VTp.708.0.02505 |  | 25 x 3/4" | 132
| VTp.721.0.02005 | Polypropylene fitting – nozzle with union nut | 20 x 3/4" | 110
| VTp.721.0.02506 |  | 25 x 1" | 143
| VTp.721.0.03207 |  | 32 x 1 1/4" | 320
| VTp.722.0.03207 | Polypropylene fitting – nozzle with union nut | 32 x 1&#188;" | 291
| VTp.722.0.02005 |  | 20 x 3/4" | 105
| VTp.722.0.02506 |  | 25 x 1" | 137
| VTp.724.0.02004 | Wall fitting (kit) in PP R | 20 x 1/2" | 157
| VTp.724.0.02504 |  | 25 x 1/2" | 191
| VTp.731.0.020 | Welding TEE | 20 mm | 7.7
| VTp.731.0.025 |  | 25 mm | 11
| VTp.731.0.032 |  | 32 mm | 21
| VTp.731.0.040 |  | 40 mm | 35
| VTp.731.0.050 |  | 50 mm | 69
| VTp.731.0.063 |  | 63 mm | 155
| VTp.731.0.075 |  | 75 mm | 256
| VTp.731.0.090 |  | 90 mm | 514
| VTp.732.0.02004 | Welding TEE female | 20 x 1/2" | 48
| VTp.732.0.02005 |  | 20 x 3/4" | 70
| VTp.732.0.02504 |  | 25 x 1/2" | 61
| VTp.732.0.02505 |  | 25 x 3/4" | 67
| VTp.732.0.03205 |  | 32 x 3/4" | 120
| VTp.732.0.03206 |  | 32 x 1" | 120
| VTp.733.0.02004 | Welding TEE male | 20 x 1/2" | 60
| VTp.733.0.02005 |  | 20 x 3/4" | 97
| VTp.733.0.02504 |  | 25 x 1/2" | 80
| VTp.733.0.02505 |  | 25 x 3/4" | 96
| VTp.733.0.03206 |  | 32 x 1" | 154
| VTp.733.0.03205 |  |  | 152
| VTp.735.0.025020020 | Reduced TEE | 25 x 20 x 20 mm | 14
| VTp.735.0.025020025 |  | 25 x 20 x 25 mm | 13
| VTp.735.0.032020020 |  | 32 x 20 x 20 mm | 20
| VTp.735.0.032020025 |  | 32 x 20 x 25 mm | 20
| VTp.735.0.032020032 |  | 32 x 20 x 32 mm | 22
| VTp.735.0.032025020 |  | 32 x 25 x 20 mm | 23
| VTp.735.0.032025025 |  | 32 x 25 x 25 mm | 21
| VTp.735.0.032025032 |  | 32 x 25 x 32 mm | 20
| VTp.735.0.040020040 |  | 40 x 20 x 40 mm | 38
| VTp.735.0.040025040 |  | 40 x 25 x 40 mm | 39
| VTp.735.0.040032040 |  | 40 x 32 x 40 mm | 44
| VTp.735.0.050020050 |  | 50 x 20 x 50 mm | 70
| VTp.735.0.050025050 |  | 50 x 25 x 50 mm | 65
| VTp.735.0.050032050 |  | 50 x 32 x 50 mm | 71
| VTp.735.0.050040050 |  | 50 x 40 x 50 mm | 74
| VTp.735.0.063025063 |  | 63 x 25 x 63 mm | 148
| VTp.735.0.063032063 |  | 63 x 32 x 63 mm | 180
| VTp.735.0.063040063 |  | 63 x 40 x 63 mm | 129
| VTp.735.0.063050063 |  | 63 x 50 x 63 mm | 148
| VTp.735.0.075040075 |  | 75 x 40 x 75 mm | 339
| VTp.735.0.075050075 |  | 75 x 50 x 75 mm | 339
| VTp.735.0.075063075 |  | 75 x 63 x 75 mm | 339
| VTp.735.0.063020063 |  | 63 x 20 x 63 mm | 140
| VTp.738.0.020 | Polypropylene fitting: Double-elbow | 20 mm | 12
| VTp.738.0.025 |  | 25 mm | 16
| VTp.738.0.032 |  | 32 mm | 25
| VTp.741.0.020 | Polypropylene fitting: Welding cross | 20 mm | 12
| VTp.741.0.025 |  | 25 mm | 19
| VTp.741.0.032 |  | 32 mm | 31
| VTp.741.0.040 |  | 40 mm | 59
| VTp.741.0.050 |  | 50 mm | 92
| VTp.751.0.020 | polypropylene fitting: elbow 90O | 20 mm | 6.4
| VTp.751.0.025 |  | 25 mm | 8.6
| VTp.751.0.032 |  | 32 mm | 16
| VTp.751.0.040 |  | 40 mm | 30
| VTp.751.0.050 |  | 50 mm | 53
| VTp.751.0.063 |  | 63 mm | 147
| VTp.751.0.075 |  | 75 mm | 217
| VTp.751.0.090 |  | 90 mm | 399
| VTp.752.0.02004 | Polypropylene fitting – welding elbow female 90O | 20 x 1/2" | 51
| VTp.752.0.02005 |  | 20 x 3/4" | 58
| VTp.752.0.02504 |  | 25 x 1/2" | 46
| VTp.752.0.02505 |  | 25 x 3/4" | 66
| VTp.752.0.03205 |  | 32 x 3/4" | 92
| VTp.752.0.03206 |  | 32 x 1" | 121
| VTp.753.0.02004 | Polypropylene fitting – welding elbow 90O male | 20 x 1/2" | 54
| VTp.753.0.02005 |  | 20 x 3/4" | 89
| VTp.753.0.02504 |  | 25 x 1/2" | 71
| VTp.753.0.02505 |  | 25 x 3/4" | 87
| VTp.753.0.03205 |  | 32 x 3/4" | 108
| VTp.753.0.03206 |  | 32 x 1" | 128
| VTp.754.0.02004 | Polypropylene fitting – Flanged wall union 90O female | 20 x 1/2" | 50
| VTp.755.0.02004 | Polypropylene fitting – Flanged wall union 90O male | 20 x 1/2" | 83
| VTp.758.0.02004 | Polypropylene fitting – Welding elbow 90O with coupling | 20 x 1/2" | 102
| VTp.758.0.02505 |  | 25 x 3/4" | 132
| VTp.758.0.02005 |  | 20 x 3/4" | 192
| VTp.759.0.020 | Polypropylene fitting – welding elbow 45O | 20 mm | 7
| VTp.759.0.025 |  | 25 mm | 9.8
| VTp.759.0.032 |  | 32 mm | 14
| VTp.759.0.040 |  | 40 mm | 31
| VTp.759.0.050 |  | 50 mm | 54
| VTp.759.0.063 |  | 63 mm | 106
| VTp.761.0.02004 | Brass pipe union with welding coupling male | 20 x 1/2" | 100
| VTp.761.0.02005 |  | 20 x 3/4" | 119
| VTp.761.0.02006 |  | 20 x 1" | 154
| VTp.761.0.02505 |  | 25 x 3/4" | 164
| VTp.761.0.02506 |  | 25 x 1" | 214
| VTp.761.0.03206 |  | 32 x 1" | 230
| VTp.761.0.04007 |  | 40 x 1 1/4" | 408
| VTp.761.0.05008 |  | 50 x 1 1/2" | 903
| VTp.761.0.06309 |  | 63 x 2" | 1906
| VTp.762.0.02004 | Brass pipe union with welding coupling female | 20 x 1/2" | 92
| VTp.762.0.02005 |  | 20 x 3/4" | 152
| VTp.762.0.02006 |  | 20 x 1" | 154
| VTp.762.0.02505 |  | 25 x 3/4" | 140
| VTp.762.0.02506 |  | 25 x 1" | 179
| VTp.762.0.03206 |  | 32 x 1" | 200
| VTp.762.0.04007 |  | 1 1/4" | 339
| VTp.762.0.05008 |  | 1 1/2" | 765
| VTp.762.0.06309 |  | 63 x 2" | 1650
| VTp.763.0.020 | Polypropylene fitting – detachable coupling | 20 mm | 141
| VTp.763.0.025 |  | 25 mm | 213
| VTp.763.0.032 |  | 32 mm | 282
| VTp.763.0.040 |  | 40 mm | 380
| VTp.763.0.050 |  | 50 mm | 713
| VTp.763.0.063 |  | 63 mm | 710
| VTp.763.0.075 |  | 75 mm | 1481
| VTp.776.L.020 | Polypropylene by-pass with couplings (long) | 20 mm | 26
| VTp.776.L.025 |  | 25 mm | 40
| VTp.776.S.020 | Polypropylene by-pass with couplings (short) | 20 mm | 18
| VTp.776.S.025 |  | 25 mm | 24
| VTp.778.0.020 | Polypropylene fitting – bidirectional welding cross | 20 mm | 15
| VTp.778.0.025 |  | 25 mm | 22
| VTp.778.0.032 |  | 32 mm | 29
| VTp.790.0.020 | Propylene fitting – Welding cap | 20 mm | 5.1
| VTp.790.0.025 |  | 25 mm | 6
| VTp.790.0.032 |  | 32 mm | 11
| VTp.790.0.040 |  | 40 mm | 18
| VTp.790.0.050 |  | 50 mm | 29
| VTp.790.0.063 |  | 63 mm | 62
| VTp.791.0.04 | Polypropylene fitting – Threaded cap | 1/2" | 6
| VTp.791.0.05 |  | 3/4" | 6.1
| VTp.793.0.020 | Polypropylene fitting – pipe overtaking | 20 mm | 23
| VTp.793.0.025 |  | 25 mm | 33
| VTp.793.0.032 |  | 32 mm | 57
| VTp.793.0.040 |  | 40 mm | 107
| VTp.794.0.020 | Polypropylene fitting – omega PP-R | 20 mm | 70
| VTp.794.0.025 |  | 25 mm | 156
| VTp.794.0.032 |  | 32 mm | 328
| VTp.794.0.040 |  | 40 mm | 437
| VTp.710.0.02016 | Polypropylene fitting – PEX pipe connecting fitting | 20 x 16 (2.0) | 195
| VTp.734.0.04004 | Polypropylene fitting – collector | 40 mm x 1/2" | 150
| VTp.734.0.04005 |  | 40 mm x 1/2" | 165
| VTp.792.0.04 | Polypropylene fitting – Long threaded cap | 1/2" | 21
Polypropylene pipeline fittings
| Артикул | Наименование | Размер/количество | Цена за единицу
| VTp.712.0.020 | Gate valve in PP-R | 20 mm | 242
| VTp.712.0.025 |  | 25 mm | 264
| VTp.712.0.032 |  | 32 mm | 410
| VTp.713.0.020 | Chrome coated valve in PP-R | 20 mm | 647
| VTp.713.0.025 |  | 25 mm | 549
| VTp.714.0.020 | Check regulation valve in PP-R | 20 mm | 176
| VTp.714.0.025 |  | 25 mm | 202
| VTp.714.0.032 |  | 32 mm | 350
| VTp.716.0.020 | Check valve in PP-R | 20 mm | 120
| VTp.716.0.025 |  | 25 mm | 130
| VTp.716.0.032 |  | 32 mm | 222
| VTp.717.0.02004 | Radiator straight valve with iron pipe connection | 20 x 1/2" | 235
| VTp.717.0.02505 |  | 25 x 3/4" | 309
| VTp.717.V.02004 | Radiator straight valve in PP-R | 20 x 1/2" | 210
| VTp.717.V.02505 |  | 25 x 3/4" | 346
| VTp.718.0.02004 | Radiator angle valve with iron pipe connection | 20 x 1/2" | 235
| VTp.718.0.02505 |  | 25 x 3/4" | 312
| VTp.718.V.02004 | Radiator angle valve in PP-R | 20 x 1/2" | 231
| VTp.718.V.02505 |  | 25 x 3/4" | 348
| VTp.742.0.02004 | Brass valve with welding coupling | 20 x 1/2" | 259
| VTp.742.0.02505 |  | 25 x 3/4" | 406
| VTp.742.0.03206 |  | 32 x 1" | 595
| VTp.742.0.04007 |  | 40 x 1 1/4" | 853
| VTp.743.0.020 | Ball valve in PP-R (for hot water supply) | 20 mm | 168
| VTp.743.0.025 |  | 25 mm | 219
| VTp.743.0.032 |  | 32 mm | 360
| VTp.743.0.040 |  | 40 mm | 610
| VTp.780.0.402002 | Manifold in PP-R with ball valves | 40 x 20 x 2 vyh. | 486
| VTp.780.0.402003 |  | 40 x 20 x 3 vyh. | 755
| VTp.780.0.402004 |  | 40 x 20 x 4 vyh. | 1000
| VTp.780.0.402005 |  | 40 x 20 x 5 vyh. | 1692
| VTp.780.0.402006 |  | 40 x 20 x 6 vyh. | 2433
| VTp.786.0.020 | Y-Filter in PP-R FF | 20 mm | 105
| VTp.786.0.025 |  | 25 mm | 143
| VTp.786.0.032 |  | 32 mm | 218
| VTp.787.0.020 | Y-Filter in PP-R FM | 20 mm | 107
| VTp.787.0.025 |  | 25 mm | 145
| VTp.730.P.4000 | Bracket for PP-R manifold | 40 mm | 45
Polypropylene pipe installation tools
| Артикул | Наименование | Размер/количество | Цена за единицу
| VTp.795.0.2025 | Face smoothing tool for reinforced pipe | 20 x 25 mm | 492
| VTm.393.0.160020 | Metal-plastic pipe cutter | 16–20 mm | 1665
| VTp.795.E.020 | Face smoothing tool for reinforced pipes for use with power tool | 20 mm | 477
| VTp.795.E.025 |  | 25 mm | 578
| VTp.795.E.032 |  | 32 mm | 629
| VTp.795.E.040 |  | 40 mm | 881
| VTp.795.E.050 |  | 50 mm | 1260
| VTm.394.0.160026 | pipe cutter VALTEC for pipes of up to 26mm | 26 mm | 243
| VTm.395.0.160040 | Pipe cutter for pipes of up to 40mm | 40 mm | 464
| VTm.397.0.160032 | pipe cutter | do 40 mm | 1272

## Stainless steel pipes
Stainless steel pipes
Stainless steel pipes
| Артикул | Наименование | Размер/количество | Цена за единицу
| VTi.900.304.1208 | Stainless steel pipe | 12 х 0,8 mm | 162
| VTi.900.304.1510 |  | 15 х 1.0 mm | 304
| VTi.900.304.2212 |  | 22 х 1.2 mm | 536
Stainless steel fittings
| Артикул | Наименование | Размер/количество | Цена за единицу
| VTi.903.I.001212 | Stainless steel fitting – crimp-coupling | 12 x 12 mm | 64
| VTi.903.I.001515 |  | 15 x 15 mm | 70
| VTi.903.I.002215 |  | 22 x 15 mm | 104
| VTi.903.I.002222 |  | 22 x 22 mm | 112
| VTi.951.I.001212 | Stainless steel fitting – crimp-elbow | 12 mm | 91
| VTi.951.I.001515 |  | 15 mm | 95
| VTi.951.I.002222 |  | 22 mm | 182
| VTi.580.I.0504 | Stainless steel fitting – reducer nipple | 3/4" х 1/2" | 139
| VTi.582.I.0404 | Stainless steel fitting – nipple | 1/2" х 1/2" | 125
| VTi.901.I.001504 | Crimp fitting made of stainless steel with male thread | 15 х 1/2" | 118
| VTi.901.I.002204 |  | 22 х 1/2" | 140
| VTi.901.I.002205 |  | 22 х 3/4" | 173
| VTi.902.I.001504 | Crimp fitting made of stainless steel with female thread | 15 х 1/2" | 97
| VTi.902.I.002204 |  | 22 х 1/2" | 122
| VTi.902.I.002205 |  | 22 х 3/4" | 161
| VTi.908.I.001504 | Stainless steel crimp fittings with union nut | 15 х 1/2" | 107
| VTi.908.I.001505 |  | 15 х 3/4" | 143
| VTi.908.I.002204 |  | 22 х 1/2" | 160
| VTi.908.I.002205 |  | 22 х 3/4" | 185
| VTi.931.I.151515 | Stainless steel fitting – crimp-tee | 15 x 15 x 15 mm | 127
| VTi.931.I.222222 |  | 22 x 22 x 22 mm | 220
| VTi.931.I.221522 |  | 22 x 15 x 22 mm | 190
| VTi.952.I.001504 | Stainless tell fitting – crimp-elbow with female thread | 15 х 1/2" | 163
| VTi.954.I.001504 | Stainless steel fitting – crimp-wall mounted elbow | 15 х 1/2" | 251
| VTi.959.I.001515 | Stainless steel fitting – crimp-elbow 45° | 15 mm | 80
| VTi.959.I.002222 |  | 22 mm | 145
| VTi.960.I.150760 | Stainless steel fitting – 90° turn | 15 x 70 x 160 mm | 135
| VTi.960.I.151060 |  | 15 x 100 x 600 mm | 336

## Measuring devices (Meters)
Measuring devices (Meters)
Water meters
| Артикул | Наименование | Размер/количество | Цена за единицу
| VLF-R-IL | Single jet hot and cold water meter wit impulse transmitting | 1/2" | 779
| VLF-R-I | Single jet hot and cold water meter impulse transmitting | do 90 °S, 1.5 m&#179;/ch, &#189;", 80 mm | 875
| VLF-R-L | Universal water meter, without union pipes | 110 mm | 745
| VLF-R-L |  | 80 mm | 783
| VLF-R | Universal water meter for apartments | do 90 °S, 1.5 m&#179;/ch, &#189;", 110 mm | 875
| VLF-R |  | do 90 °S, 2.5 m&#179;/ch, &#190;", 105 mm | 1523
Heat meters
| Артикул | Наименование | Размер/количество | Цена за единицу
Components of measurement devices
| Артикул | Наименование | Размер/количество | Цена за единицу
| VTr.611.N.0004 | Straight connector with union nut | 1/2" | 138
| VTr.611.N.0005 |  | 3/4" | 233
| VTr.612.N.0004 | Straight connector with union nut, check valve | 1/2" | 127
| VTp.789.105.05 | repair insert (plug) for water meter 105 mm | 3/4", 105 mm | 106
| VTp.789.110.04 | repair insert (plug) for water meter 105 mm | 1/2", 110 mm | 106
| VTr.434.N.M10 | Adapter for temperature sensor of heat meter | 5 mm x M10 | 36

## Pipeline fittings
Pipeline fittings
The VALTEC BASE ball vales for water
| Артикул | Наименование | Размер/количество | Цена за единицу
| VT.214.N.04 | Full bore ball valve FF VALTEC BASE | 1/2" | 192
| VT.214.N.05 |  | 3/4" | 304
| VT.214.N.06 |  | 1" | 472
| VT.214.N.07 |  | 1 1/4" | 775
| VT.214.N.08 |  | 1 1/2" | 1246
| VT.214.N.09 |  | 2" | 1757
| VT.214.N.10 |  | 1/2" | 4374
| VT.214.N.11 |  | 3" | 5892
| VT.214.N.12 |  | 4" | 8821
| VT.215.N.04 | Full bore ball valve MF VALTEC BASE | 1/2" | 216
| VT.215.N.05 |  | 3/4" | 329
| VT.215.N.06 |  | 1" | 521
| VT.215.N.07 |  | 1 1/4" | 952
| VT.215.N.08 |  | 1 1/2" | 1473
| VT.215.N.09 |  | 2" | 2122
| VT.217.N.04 | Full bore ball valve FF VALTEC BASE | 1/2" | 171
| VT.217.N.05 |  | 3/4" | 283
| VT.217.N.06 |  | 1" | 459
| VT.218.N.04 | Full bore ball valve MF VALTEC BASE | 1/2" | 195
| VT.218.N.05 |  | 3/4" | 312
| VT.218.N.06 |  | 1" | 512
| VT.219.N.04 | Full bore ball valve MM VALTEC BASE | 1/2" | 216
| VT.219.N.05 |  | 3/4" | 351
| VT.219.N.06 |  | 1" | 572
| VT.226.N.05 | Full bore straight ball valve VALTEC BASE with union pipe and male thread | 3/4" | 464
| VT.226.N.04 |  |  | 322
| VT.227.N.04 | Full bore straight ball valve VALTEC BASE with union pipe and male thread | 1/2" | 261
| VT.227.N.05 |  | 3/4" | 409
| VT.227.N.06 |  | 1" | 812
| VT.227.N.07 |  | 1 1/4" | 1198
| VT.227.NW.04 | Full bore straight ball valve VALTEC BASE with union pipe and threaded coupling | 1/2" | 261
| VT.227.NW.05 |  | 3/4" | 409
| VT.228.N.04 | Full bore angle ball valve VALTEC BASE with male threaded union pipe | 1/2" | 368
| VT.228.N.05 |  | 3/4" | 560
| VT.228.N.06 |  | 1" | 1054
| VT.228.NW.04 | full bore angle ball valve VALTEC BASE with union pipe and white handle | 1/2" | 368
| VT.228.NW.05 |  | 3/4" | 560
| VT.245.N.04 | ball valve VALTEC BASE with drainage and air vent FF | 1/2" | 332
| VT.245.N.05 |  | 3/4" | 417
| VT.245.N.06 |  | 1" | 640
Ball valves for water VALTEC PERFECT
| Артикул | Наименование | Размер/количество | Цена за единицу
| VT.314.N.04 | Full bore ball valve FF VALTEC PERFECT | 1/2" | 343
| VT.314.N.05 |  | 3/4" | 623
| VT.314.N.06 |  | 1" | 964
| VT.314.N.07 |  | 1 1/4" | 1447
| VT.314.N.08 |  | 1 1/2" | 2389
| VT.314.N.09 |  | 2" | 3137
| VT.315.N.06 | Full bore ball valve FF VALTEC PERFECT | 1" | 1062
| VT.315.N.04 |  | 1/2" | 411
| VT.315.N.05 |  | 3/4" | 692
| VT.315.N.07 |  | 1 1/4" | 1664
| VT.317.N.04 | Full bore ball valve FF VALTEC PERFECT | 1/2" | 364
| VT.317.N.05 |  | 3/4" | 586
| VT.317.N.06 |  | 1" | 1012
| VT.318.N.04 | Full bore ball valve FF VALTEC PERFECT | 1/2" | 368
| VT.318.N.05 |  | 3/4" | 593
| VT.318.N.06 |  | 1" | 1078
| VT.327.N.04 | Reinforced ball valve VALTEC PERFECT with union pipe | 1/2" | 405
| VT.327.N.05 |  | 3/4" | 739
| VT.327.N.06 |  | 1" | 1246
| VT.328.N.04 | Reinforced ball valve VALTEC PERFECT with union pipe | 1/2" | 461
| VT.328.N.05 |  | 3/4" | 848
Ball valves VALTEC COMPACT
| Артикул | Наименование | Размер/количество | Цена за единицу
| VT.090.N.04 | Ball valve FF standard bore VALTEC COMPACT | 1/2" | 145
| VT.090.N.05 |  | 3/4" | 224
| VT.092.N.04 | Ball valve FF standard bore VALTEC COMPACT | 1/2" | 142
| VT.092.N.05 |  | 3/4" | 238
| VT.093.N.04 | Ball valve FM standard bore VALTEC COMPACT | 1/2" | 153
| VT.093.N.05 |  | Кран шаровой VALTEC COMPACT, рукоятка бабочка 3/4" | 234
Ball valves for gas
| Артикул | Наименование | Размер/количество | Цена за единицу
| VT.271.N.04 | Full bore ball valve FF for gas with lever VALTEC VALGAS | 1/2" | 256
| VT.271.N.05 |  | 3/4" | 440
| VT.271.N.06 |  | 1" | 656
| VT.272.N.04 | Full bore ball valve for gas MF with lever VALTEC VALGAS | 1/2" | 298
| VT.272.N.05 |  | 3/4" | 526
| VT.277.N.04 | Full bore ball valve for gas FF VALTEC VALGAS | 1/2" | 240
| VT.277.N.05 |  | 3/4" | 415
| VT.278.N.04 | Full bore ball valve for gas FM VALTEC VALGAS | 1/2" | 317
| VT.278.N.05 |  | 3/4" | 470
Special purpose ball valves
| Артикул | Наименование | Размер/количество | Цена за единицу
| VT.051.N.04 | Ball bib-cock removable hose-end aluminium handle | 1/2" | 249
| VT.051.N.05 |  | 3/4" | 372
| VT.242.N.1604 | Nickel-plated ball valve (crimp-fitting) | 16 x 1/2" | 165
| VT.243.N.1616 | crimp-fitting ball valve (Nickel-plated ball valve) | 16 mm | 194
| VT.292.N.04 | VALTEC COMBI valve with strainer | 1/2" | 368
| VT.292.N.05 |  | 3/4" | 643
| VT.293.N.04 | VALTEC COMBI valve with strainer | 1/2" | 355
| VT.298.NR.04 | Ball valve with built-in filter and reducer right | 1/2" | 1339
| VT.299.NL.04 | Ball valve with built-in filter and reducer Left | 1/2" | 1339
| VT.330.N.04 | Mini ball valve FF | 1/2" | 194
| VT.331.N.04 | Mini ball valve MF | 1/2" | 208
| VT.341.N.1604 | VALTEC ball valve with compression and male thread connections | 16 x 1/2" | 244
| VT.342.N.1604 | VALTEC ball valve with compression and male thread connections | 16 x 1/2" | 200
| VT.343.N.1616 | VALTEC ball valve with compression-fitting | 16 mm | 247
| VT.360.N.04 | 3-way ball valve L-port FF, aluminium handle. | 1/2" | 503
| VT.360.N.05 |  | 3/4" | 934
| VT.361.N.04 | 3-way ball valve T-port FF, aluminium handle | 1/2" | 508
| VT.361.N.05 |  | 3/4" | 899
| VT.430.N.04 | Tank filling and emptying ball-cock | 1/2" | 229
| VT.247.N.04 | Ball valve with temperature sensor socket FF | 1/2" | 403
| VT.247.N.05 |  | 3/4" | 518
| VT.247.N.06 |  | 1" | 720
| VT.807.N.0404 | Multi-way ball valve for pressure gauge | 1/2" | 304
| VT.807.N.0402 |  | Кран шаровой для подключения манометра, 1/2"вн. - | 254
| VT.807.N.0403 |  | Кран шаровой для подключения манометра, 1/2"вн. - | 254
| VT.806.N.0404 | Кран шаровой для подключения манометра с наружной резьбой | 1/2" | 300
| VT.806.N.0402 |  | Кран шаровой для подключения манометра, 1/2"нар - | 279
| VT.806.N.0403 |  | Кран шаровой для подключения манометра, 1/2"нар - | 279
| VT.294.N.04 | Ball valve with built-in strainer | 1/2" | 479
| VT.294.N.05 |  | 3/4" | цена по запросу
| VT.252.N.04 | Smooth regulation ball valve | 1/2" | 380
| VT.252.N.05 |  | 3/4" | 515
| VT.435.N.02 | Drainage valve with nozzle | Кран дренажный 1/4" | 149
| VT.245.N.04 | ball valve VALTEC BASE with drainage and air vent FF | 1/2" | 332
| VT.245.N.05 |  | 3/4" | 417
| VT.245.N.06 |  | 1" | 640
| VT.808.N.04 | Ball valve VALTEC BASE with thermometer | 1/2" | 612
| VT.808.N.05 |  | 3/4" | 790
Valves and taps for home appliances
| Артикул | Наименование | Размер/количество | Цена за единицу
| VT.230.N.05 | tap for mixer with washing machine chrome plated | 3/4" x 3/4" x 3/4" | 472
| VT.255.N.04 | tap for mixer with washing machine chrome plated | 1/2" x 3/4" x 1/2" | 275
| VT.256.N.04 | Ball valve for household appliances installation | 1/2" x 3/4" x 1/2" | 272
| VT.281.N.0410 | angle tap complete with rosette | 1/2" x M10 | 244
| VT.282.N.0404 | angle ball bib-cock with strainer complete with rosette and nut | 1/2" x 1/2" | 306
| VT.282.N.0405 |  | 1/2" x 3/4" | 301
| VT.282.N.0410 |  | 1/2" x M10 | 279
| VT.392.N.04 | Ball bib-cock for washing machine | 1/2" x 1/2" | 261
| VT.392.N.05 |  | 1/2" x 3/4" | 262
| VT.514.C.04 | Decorative plate (chrome) | 1/2" | 12
Valves and stop-cocks
| Артикул | Наименование | Размер/количество | Цена за единицу
| VT.052.N.04 | Check regulation valve FF VALTEC | 1/2" | 380
| VT.052.N.05 |  | 3/4" | 665
| VT.052.N.06 |  | 1" | 913
| VT.012.G.06 | Brass full bore gate valve VALTEC | 1" | 698
| VT.012.G.04 |  | 1/2" | 278
| VT.012.G.05 |  | 3/4" | 483
| VT.053.N.04 | Direct flow valve with y-filter | Вентиль прямоточный VALTEC с косым фильтром 1/2" | 471
| VT.053.N.05 |  | Вентиль прямоточный VALTEC с косым фильтромй 3/4" | 837

## Threaded and repair connectors
Threaded and repair connectors for pipeline systems
Threaded fittings
| Артикул | Наименование | Размер/количество | Цена за единицу
| VTr.090.N.0004 | Threaded fitting: Elbow 90O FF | 1/2" | 120
| VTr.090.N.0005 |  | 3/4" | 197
| VTr.090.N.0006 |  | 1" | 354
| VTr.090.N.0007 |  | 1 1/4" | 798
| VTr.090.N.0008 |  | 1 1/2" | 813
| VTr.090.N.0009 |  | 2" | 1397
| VTr.092.N.0004 | Threaded fitting: Elbow MF | 1/2" | 121
| VTr.092.N.0005 |  | 3/4" | 179
| VTr.092.N.0006 |  | 1" | 303
| VTr.092.N.0007 |  | 1 1/4" | 679
| VTr.092.N.0008 |  | 1 1/2" | 925
| VTr.092.N.0009 |  | 2" | 1565
| VTr.093.N.0004 | Threaded fitting: Elbow MM 90O | 1/2" | 108
| VTr.093.N.0005 |  | 3/4" | 220
| VTr.093.N.0006 |  | 1" | 348
| VTr.098.N.0004 | Threaded fitting: 3 piece elbow with coupling nut | 1/2" | 169
| VTr.098.N.0005 |  | 3/4" | 281
| VTr.098.N.0006 |  | 1" | 529
| VTr.098.N.0007 |  | 1 1/4" | 912
| VTr.130.N.0004 | threaded fitting: Tee female | 1/2" | 147
| VTr.130.N.0005 |  | 3/4" | 212
| VTr.130.N.0006 |  | 1" | 383
| VTr.130.N.0007 |  | 1 1/4" | 767
| VTr.130.N.0008 |  | 1 1/2" | 870
| VTr.130.N.0009 |  | 2" | 1354
| VTr.131.N.0004 | threaded fitting: Tee MMM | 1/2" | 174
| VTr.131.N.0005 |  |  | 287
| VTr.132.N.0004 | Threaded fitting: Tee FM | 1/2" | 176
| VTr.132.N.0005 |  |  | 263
| VTr.133.N.0004 | Threaded fitting: Tee FMM | 1/2" | 200
| VTr.133.N.0005 |  |  | 297
| VTr.197.N.0410 | threaded fitting: Extension | 1/2" x 10 mm | 46
| VTr.197.N.0415 |  | 1/2" x 15 mm | 63
| VTr.197.N.0420 |  | 1/2" x 20 mm | 70
| VTr.197.N.0425 |  | 1/2" x 25 mm | 75
| VTr.197.N.0430 |  | 1/2" x 30 mm | 89
| VTr.197.N.0440 |  | 1/2" x 40 mm | 105
| VTr.197.N.0450 |  | 1/2" x 50 mm | 122
| VTr.198.C.05100 | Threaded fitting: Chrome-plated extension | 3/4" x 100 mm | 420
| VTr.198.C.0515 |  | 3/4" x 15 mm | 110
| VTr.198.C.0520 |  | 3/4" x 20 mm | 147
| VTr.198.C.0525 |  | 3/4" x 25 mm | 149
| VTr.198.C.0530 |  | 3/4" x 30 mm | 196
| VTr.198.C.0540 |  | 3/4" x 40 mm | 209
| VTr.198.C.0550 |  | 3/4" x 50 mm | 245
| VTr.198.C.0560 |  | 3/4" x 60 mm | 280
| VTr.198.C.0570 |  | 3/4" x 70 mm | 325
| VTr.198.C.0580 |  | 3/4" x 80 mm | 374
| VTr.198.C.0410 |  | 1/2" x 10 mm | 55
| VTr.198.C.04100 |  | 1/2" x 100 mm | 271
| VTr.198.C.0415 |  | 1/2" x 15 mm | 71
| VTr.198.C.0420 |  | 1/2" x 20 mm | 89
| VTr.198.C.0425 |  | 1/2" x 25 mm | 89
| VTr.198.C.0430 |  | 1/2" x 30 mm | 99
| VTr.198.C.0440 |  | 1/2" x 40 mm | 124
| VTr.198.C.0450 |  | 1/2" x 50 mm | 158
| VTr.198.C.0460 |  | 1/2" x 60 mm | 180
| VTr.198.C.0470 |  | 1/2" x 70 mm | 204
| VTr.198.C.0480 |  | 1/2" x 80 mm | 214
| VTr.198.C.0615 |  | 1" x 15 mm | 172
| VTr.198.C.0620 |  | 1" x 20 mm | 205
| VTr.198.C.0625 |  | 1" x 25 mm | 235
| VTr.198.C.0630 |  | 1" x 30 mm | 261
| VTr.198.C.0640 |  | 1" x 40 mm | 308
| VTr.198.C.0650 |  | 1" x 50 mm | 422
| VTr.198.C.0660 |  | 1" x 60 mm | 470
| VTr.198.C.0670 |  | 1" x 70 mm | 523
| VTr.198.C.0680 |  | 1" x 80 mm | 577
| VTr.198.C.06100 |  | 1" x 100 mm | 661
| VTr.240.N.0403 | Threaded fitting: Reducing socket FF | 1/2" x 3/8" | 81
| VTr.240.N.0504 |  | 3/4" x 1/2" | 105
| VTr.240.N.0604 |  | 1" x 1/2" | 150
| VTr.240.N.0605 |  | 1" x 3/4" | 186
| VTr.240.N.0704 |  | 1 1/4" x 1/2" | 248
| VTr.240.N.0705 |  | 1 1/4" x 3/4" | 247
| VTr.240.N.0706 |  | 1 1/4" x 1" | 285
| VTr.240.N.0807 |  | 1 1/2" x 1 1/4" | 356
| VTr.240.N.0906 |  | 2" x 1" | 452
| VTr.240.N.0907 |  | 2" x 1 1/4" | 457
| VTr.240.N.0908 |  | 2" x 1 1/2" | 462
| VTr.240.N.0502 |  | Муфта переходная VALTEC 3/4"х1/4" вн.-вн. | 133
| VTr.270.N.0004 | Threaded fitting: Socket FF | 1/2" | 64
| VTr.270.N.0005 |  | 3/4" | 108
| VTr.270.N.0006 |  | 1" | 154
| VTr.270.N.0007 |  | 1 1/4" | 302
| VTr.270.N.0008 |  | 1 1/2" | 448
| VTr.270.N.0009 |  | 2" | 712
| VTr.340.N.0004 | Threaded fitting: 2 Piece straight connector | 1/2" | 205
| VTr.340.N.0005 |  | 3/4" | 355
| VTr.340.N.0006 |  | 1" | 513
| VTr.340.N.0007 |  | 1 1/4" | 803
| VTr.341.N.0004 | Threaded fitting: Straight union pipe nickel plated MF with coupling nut | 1/2" | 138
| VTr.341.N.0005 |  | 3/4" | 222
| VTr.341.N.0006 |  | 1" | 420
| VTr.341.N.0007 |  | 1 1/4" | 633
| VTr.341.N.0008 |  | 1 1/2" | 935
| VTr.341.N.0009 |  | 2" | 2149
| VTr.580.N.0302 | Threaded fitting: Reducer nipple MM | 3/8" x 1/4" | 29
| VTr.580.N.0402 |  | 1/2" x 1/4" | 40
| VTr.580.N.0403 |  | 1/2" x 3/8" | 44
| VTr.580.N.0504 |  | 3/4" x 1/2" | 65
| VTr.580.N.0604 |  | 1" x 1/2" | 132
| VTr.580.N.0605 |  | 1" x 3/4" | 123
| VTr.580.N.0704 |  | 1 1/4" x 1/2" | 217
| VTr.580.N.0705 |  | 1 1/4" x 3/4" | 227
| VTr.580.N.0706 |  | 1 1/4" x 1" | 234
| VTr.580.N.0804 |  | 1 1/2" x 1/2" | 245
| VTr.580.N.0805 |  | 1 1/2" x 3/4" | 250
| VTr.580.N.0806 |  | 1 1/2" x 1" | 258
| VTr.580.N.0807 |  | 1 1/2" x 1 1/4" | 284
| VTr.580.N.0904 |  | 2" x 1/2" | 428
| VTr.580.N.0905 |  | 2" x 3/4" | 428
| VTr.580.N.0906 |  | 2" x 1" | 416
| VTr.580.N.0907 |  | 2" x 1 1/4" | 445
| VTr.580.N.0908 |  | 2" x 1 1/2" | 406
| VTr.581.N.0302 | Hexagonal reducing bush MF | 3/8" x 1/4" | 18
| VTr.581.N.0402 |  | 1/2" x 1/4" | 44
| VTr.581.N.0403 |  | 1/2" x 3/8" | 28
| VTr.581.N.0504 |  | 3/4" x 1/2" | 51
| VTr.581.N.0604 |  | 1" x 1/2" | 124
| VTr.581.N.0605 |  | 1" x 3/4" | 81
| VTr.581.N.0704 |  | 1 1/4" x 1/2" | 300
| VTr.581.N.0705 |  | 1 1/4" x 3/4" | 236
| VTr.581.N.0706 |  | 1 1/4" x 1" | 153
| VTr.581.N.0804 |  | 1 1/2" x 1/2" | 457
| VTr.581.N.0805 |  | 1 1/2" x 3/4" | 403
| VTr.581.N.0806 |  | 1 1/2" x 1" | 313
| VTr.581.N.0807 |  | 1 1/2" x 1 1/4" | 154
| VTr.581.N.0904 |  | 2" x 1/2" | 600
| VTr.581.N.0905 |  | 2" x 3/4" | 600
| VTr.581.N.0906 |  | 2" x 1" | 609
| VTr.581.N.0907 |  | 2" x 1 1/4" | 449
| VTr.581.N.0908 |  | 2" x 1 1/2" | 335
| VTr.582.N.0004 | Threaded fitting: Nipple MM nickel-plated | 1/2" | 46
| VTr.582.N.0005 |  | 3/4" | 70
| VTr.582.N.0006 |  | 1" | 143
| VTr.582.N.0007 |  | 1 1/4" | 226
| VTr.582.N.0008 |  | 1 1/2" | 267
| VTr.582.N.0009 |  | 2" | 419
| VTr.583.N.0004 | Male cap nickel-plated | 1/2" | 42
| VTr.583.N.0005 |  | 3/4" | 73
| VTr.583.N.0006 |  | 1" | 142
| VTr.583.N.0007 |  | 1 1/4" | 234
| VTr.583.N.0008 |  | 1 1/2" | 250
| VTr.583.N.0009 |  | 2" | 437
| VTr.590.N.0004 | Female threaded cap | 1/2" | 44
| VTr.590.N.0005 |  | 3/4" | 70
| VTr.590.N.0006 |  | 1" | 96
| VTr.590.N.0007 |  | 1 1/4" | 191
| VTr.590.N.0008 |  | 1 1/2" | 270
| VTr.590.N.0009 |  | 2" | 451
| VTr.592.N.0302 | threaded fitting: Reducing extension FM | 3/8" x 1/4" | 33
| VTr.592.N.0402 |  | 1/2" x 1/4" | 52
| VTr.592.N.0403 |  | 1/2" x 3/8" | 51
| VTr.592.N.0504 |  | 3/4" x 1/2" | 96
| VTr.592.N.0604 |  | 1" x 1/2" | 108
| VTr.592.N.0605 |  | 1" x 3/4" | 114
| VTr.592.N.0704 |  | 1 1/4" x 1/2" | 213
| VTr.592.N.0705 |  | 1 1/4" x 3/4" | 217
| VTr.592.N.0706 |  | 1 1/4" x 1" | 234
| VTr.592.N.0807 |  | 1 1/2"h 1 1/4" | 438
| VTr.592.N.0906 |  | 2" x 1" | 471
| VTr.592.N.0907 |  | 2" x 1 1/4" | 570
| VTr.592.N.0908 |  | 2" x 1 1/2" | 549
| VTr.611.N.0004 | Straight connector with union nut | 1/2" | 138
| VTr.611.N.0005 |  | 3/4" | 233
| VTr.612.N.0004 | Straight connector with union nut, check valve | 1/2" | 127
| VTr.650.N.0410 | Male hose insert | 1/2" x 10 mm | 59
| VTr.650.N.0412 |  | 1/2" x 12 mm | 61
| VTr.650.N.0414 |  | 1/2" x 14 mm | 63
| VTr.650.N.0416 |  | 1/2" x 16 mm | 71
| VTr.650.N.0418 |  | 1/2" x 18 mm | 69
| VTr.650.N.0420 |  | 1/2" x 20 mm | 97
| VTr.650.N.0520 |  | 3/4" x 20 mm | 103
| VTr.651.N.0005 | Threaded fitting: Nipple, socket wrench tightening | 3/4" | 125
| VTr.651.N.0004 |  | 1/2" | 73
| VTr.652.N.0406 | Threaded male connector | 1/2" x 60 mm | 137
| VTr.652.N.0408 |  | 1/2" x 80 mm | 170
| VTr.652.N.0410 |  | 1/2" x 100 mm | 232
| VTr.652.N.0415 |  | 1/2" x 150 mm | 348
| VTr.652.N.0420 |  | 1/2" x 200 mm | 454
| VTr.652.N.0425 |  | 1/2" x 250 mm | 550
| VTr.653.N.0408 | Long threaded screw | 1/2" x 80 mm | 177
| VTr.653.N.0410 |  | 1/2" x 100 mm | 201
| VTr.653.N.0415 |  | 1/2" x 150 mm | 304
| VTr.653.N.0420 |  | 1/2" x 200 mm | 401
| VTr.653.N.0425 |  | 1/2" x 250 mm | 496
| VTr.655.N.0004 | Backnut | 1/2" | 21
| VTr.655.N.0005 |  | 3/4" | 42
| VTr.655.N.0006 |  | 1" | 51
| VTr.655.N.0007 |  | 1 1/4" | 71
| VTr.655.N.0008 |  | 1 1/2" | 163
| VTr.655.N.0009 |  | 2" | 372
| VTr.656.N.0004 | Backnut GOST | 1/2" | 52
| VTr.656.N.0005 |  | 3/4" | 57
| VTr.656.N.0006 |  | 1" | 98
| VTr.656.N.0007 |  | 1 1/4" | 144
| VTr.661.N.0004 | Threaded fitting: Elbow cross (redirecting cross) | &#189; | 178
| VTr.670.N.0504 | Mixer installation cam | 3/4" x 1/2" | 118
| VTr.728.N.0004 | 3 Pieces straight connector MM | 1/2" | 148
| VTr.728.N.0005 |  | 3/4" | 218
| VTr.750.N.0504 | Threaded fitting: reducer Tee FFF | 3/4" x 1/2" x 3/4" | 220
| VTr.750.N.0604 |  | 1" x 1/2" x 1" | 312
| VTr.750.N.0605 |  | 1" x 3/4" x 1" | 343
| VTr.750.N.0704 |  | 1 1/4" x 1/2" x 1 1/4" | 631
| VTr.750.N.0705 |  | 1 1/4" x 3/4" x 1 1/4" | 599
| VTr.750.N.0706 |  | 1 1/4" x 1" x 1 1/4" | 640
| VTr.751.N.0004 | Wall-plate elbow | 1/2" | 159
| VTr.760.N.0004 | Cross FFFF | 1/2" | 235
| VTr.760.N.0005 |  | 3/4" | 310
| VTr.760.N.0006 |  | 1" | 571
| VTr.750.RN.050504 | Threaded fitting – reducer tee | Тройник переходной VALTEC 3/4"х3/4"х1/2" вн.-вн.-в | 283
| VTr.750.RN.050404 |  | Тройник переходной VALTEC 3/4"х1/2"х1/2" вн.-вн.-в | 246
| VTr.600.N.06080 | Five-way pump connector | 1" x 80 mm | 499
| VTr.600.N.06110 |  | 1" x 110 mm | 659
| VTr.654.N.0410 | Hosepipe nozzle with female thread | 1/2" x 10 mm | 74
| VTr.654.N.0412 |  | 1/2" x 12 mm | 85
| VTr.654.N.0414 |  | 1/2" x 14 mm | 85
| VTr.654.N.0416 |  | 1/2" x 16 mm | 89
| VTr.654.N.0418 |  | 1/2" x 18 mm | 91
| VTr.654.N.0420 |  | 1/2" x 20 mm | 100
| VTr.654.N.0520 |  | 3/4" x 20 mm | 150
| VTr.657.N.1010 | Hosepipe connector | 10 mm | 36
| VTr.657.N.1212 |  | 12 mm | 47
| VTr.657.N.1414 |  | 14 mm | 59
| VTr.657.N.1616 |  | 16 mm | 70
| VTr.657.N.1818 |  | 18 mm | 78
| VTr.657.N.2020 |  | 20 mm | 95
Repair fittings (replacement fittings)
| Артикул | Наименование | Размер/количество | Цена за единицу
| VTr.755.G.0404 | Hold fast for pipe – Tee | 1/2" x 1/2" x 1/2" | 331
| VTr.755.G.0504 |  | 3/4" x 1/2" x 3/4" | 357

## Filters
Filters
Y-Filters
| Артикул | Наименование | Размер/количество | Цена за единицу
| VT.190.N.04 | Y-Filter FF nickel-plated | 1/2" | 150
| VT.191.N.04 | Y-filter FM, nickel-plated | 1/2" | 186
| VT.192.N.04 | Y-filter FF PN 20 | 1/2" | 205
| VT.192.N.05 |  | 3/4" | 328
| VT.192.N.06 |  | 1" | 507
| VT.192.N.07 |  | 1 1/4" | 840
| VT.192.N.08 |  | 1 1/2" | 1102
| VT.192.N.09 |  | 2" | 1814
| VT.050.N.04 | Filter cartridge for VALTEC Y and Universal filters | 1/2" | 16
| VT.050.N.05 |  | 3/4" | 13
| VT.050.N.06 |  | 1" | 19
| VT.050.N.07 |  | 1 1/4" | 21
| VT.050.N.08 |  | 1 1/2" | 23
| VT.050.N.09 |  | 2" | 40
Straight filters
| Артикул | Наименование | Размер/количество | Цена за единицу
| VT.384.N.04 | Straight household filter with magnet | 1/2" | 333
| VT.387.N.04 | Tee-filter FM, nickel-plated | 1/2" | 341
| VT.387.N.05 |  | 3/4" | 518
| VT.388.N.04 | Straight mechanical cleansing filter | &#189;" | 363
| VT.388.N.05 |  | 3/4" | 484
Small-size (mini) filters
| Артикул | Наименование | Размер/количество | Цена за единицу
| VT.385.N.04 | Straight Y-filter Mini FF, nickel-plated | &#189;" | 187
| VT.385.N.05 |  | 3/4" | 276
Universal (all-purpose) filters
| Артикул | Наименование | Размер/количество | Цена за единицу
| VT.386.N.04 | Universal Y-filter, nickel-plated | 1/2" | 362
| VT.386.N.05 |  | 3/4 | 533
| VT.386.N.06 |  | 1" | 1079
| VT.050.N.04 | Filter cartridge for VALTEC Y and Universal filters | 1/2" | 16
| VT.050.N.05 |  | 3/4" | 13
| VT.050.N.06 |  | 1" | 19
| VT.050.N.07 |  | 1 1/4" | 21
| VT.050.N.08 |  | 1 1/2" | 23
| VT.050.N.09 |  | 2" | 40
Self-cleaning filters
| Артикул | Наименование | Размер/количество | Цена за единицу
| VT.389.N.04 | Self-cleaning filter FF nickel-plated | 1/2" | 697
| VT.389.N.05 |  | 3/4" | 1232
| VT.389.N.06 |  | 1" | 2072
| VT.0117.N.04 | Filter element for self-cleaning filter | Фильтрующий элемент для самоочищающегося фильтра | 179
| VT.0117.N.05 |  | 3/4" | 179
| VT.0117.N.06 |  | 1" | 358

## Manifold kite
Manifold kite
Manifolds for water
| Артикул | Наименование | Размер/количество | Цена за единицу
| VTc.500.N.0502 | Linear nickel-plated manifold for copper/PEX/Multilayer pipes MALE | 3/4", 2 x 1/2" | 301
| VTc.500.N.0503 |  | 3/4", 3 x 1/2" | 518
| VTc.500.N.0504 |  | 3/4", 4 x 1/2" | 665
| VTc.500.N.0602 |  | 1", 2 x 1/2" | 403
| VTc.500.N.0603 |  | 1", 3 x 1/2" | 555
| VTc.500.N.0604 |  | 1", 4 x 1/2" | 732
| VTc.500.NE.060502 | Linear nickel-plated manifold for copper/PEX/Multilayer pipes MALE “EUROCONUS” | 1", 2 x 3/4", "euro" | 493
| VTc.500.NE.060503 |  | 1", 3 x 3/4", "euro" | 669
| VTc.500.NE.060504 |  | 1", 4 x 3/4", "euro" | 887
| VTc.550.N.0502 | Linear nickel-plated manifold with female connections | 3/4", 2 x 1/2" | 338
| VTc.550.N.0503 |  | 3/4", 3 x 1/2" | 492
| VTc.550.N.0504 |  | 3/4", 4 x 1/2" | 664
| VTc.550.N.0602 |  | 1", 2 x 1/2" | 484
| VTc.550.N.0603 |  | 1", 3 x 1/2" | 617
| VTc.550.N.0604 |  | 1", 4 x 1/2" | 775
| VTc.560.N.0502 | Nickel-plated manifold with stop cocks, MALE | 3/4", 2 x 1/2" | 775
| VTc.560.N.0503 |  | 3/4", 3 x 1/2" | 1268
| VTc.560.N.0504 |  | 3/4", 4 x 1/2" | 1390
| VTc.560.N.0602 |  | 1", 2 x 1/2" | 889
| VTc.560.N.0603 |  | 1", 3 x 1/2" | 1173
| VTc.560.N.0604 |  | 1", 4 x 1/2" | 1903
| VTc.560.NE.060502 | Modular manifold with regulation valve for Euroconus | 1", 2 x 3/4" | 1157
| VTc.560.NE.060503 |  | 1", 3 x 3/4" | 1706
| VTc.560.NE.060504 |  | 1", 4 x 3/4" | 2372
| VTc.580.N.0502 | Manifold with ball valves nickel-plated | 3/4", 2 x 1/2" | 648
| VTc.580.N.0503 |  | 3/4", 3 x 1/2" | 917
| VTc.580.N.0602 |  | 1", 2 x 1/2" | 662
| VTc.580.N.0603 |  | 1", 3 x 1/2" | 917
| VTc.505.SS.060502 | Stainless-steel Manifold with center-spacing of 50mm | 1", 2 x 3/4", "euro" | 692
| VTc.505.SS.060503 |  | 1", 3 x 3/4", "euro" | 971
| VTc.505.SS.060504 |  | 1", 4 x 3/4", "euro" | 1275
| VTc.505.SS.060505 |  | 1", 5 x 3/4", "euro" | 1569
| VTc.505.SS.060506 |  | 1", 6 x 3/4", "euro" | 1875
| VTc.505.SS.060507 |  | 1", 7 x 3/4", "euro" | 2208
| VTc.505.SS.060508 |  | 1", 8 x 3/4", "euro" | 2497
| VTc.505.SS.060509 |  | 1", 9 x 3/4", "euro" | 2775
| VTc.505.SS.060510 |  | 1", 10 x 3/4", "euro" | 3125
| VTc.510.SS.060403 | Stainless-steel Manifold with center-spacing of 100mm | 1", 3 x 1/2" | 1385
| VTc.510.SS.060404 |  | 1", 4 x 1/2" | 1910
| VTc.510.SS.060405 |  | 1", 5 x 1/2" | 2518
| VTc.510.SS.060406 |  | 1", 6 x 1/2" | 2763
| VTc.510.SS.060407 |  | 1", 7 x 1/2" | 3249
| VTc.510.SS.060408 |  | 1", 8 x 1/2" | 3749
Manifold kits
| Артикул | Наименование | Размер/количество | Цена за единицу
| VTc.594.EMNX.0603 | Kit of adjustment and shutoff manual manifolds, pre-assembled supports and fittings with supplementary connections for air and drainage valves | 1", 3 x 3/4", "euro" | 6491
| VTc.594.EMNX.0604 |  | 1", 4 x 3/4", "euro" | 7690
| VTc.594.EMNX.0605 |  | 1", 5 x 3/4", "euro" | 8511
| VTc.594.EMNX.0606 |  | 1", 6 x 3/4", "euro" | 9873
| VTc.594.EMNX.0607 |  | 1", 7 x 3/4", "euro" | 10814
| VTc.594.EMNX.0608 |  | 1", 8 x 3/4", "euro" | 12104
| VTc.594.EMNX.0609 |  | 1", 9 x 3/4", "euro" | 13113
| VTc.594.EMNX.0610 |  | 1", 10 x 3/4", "euro" | 14206
| VTc.594.EMNX.0611 |  | 1", 11 x 3/4", "euro" | 14948
| VTc.594.EMNX.0612 |  | 1", 12 x 3/4", "euro" | 16029
| VTc.594.EMNX.0704 |  | 1 1/4", 4 x 3/4", "euro" | 12096
| VTc.594.EMNX.0705 |  | 1 1/4", 5 x 3/4", "euro" | 13999
| VTc.594.EMNX.0706 |  | 1 1/4", 6 x 3/4", "euro" | 15151
| VTc.594.EMNX.0707 |  | 1 1/4", 7 x 3/4", "euro" | 16964
| VTc.594.EMNX.0708 |  | 1 1/4", 8 x 3/4", "euro" | 19723
| VTc.594.EMNX.0709 |  | 1 1/4", 9 x 3/4", "euro" | 21622
| VTc.594.EMNX.0710 |  | 1 1/4", 10 x 3/4", "euro" | 23527
| VTc.594.EMNX.0711 |  | 1 1/4", 11 x 3/4", "euro" | 24223
| VTc.594.EMNX.0712 |  | 1 1/4", 12 x 3/4", "euro" | 27340
| VTc.596.EMNX.0603 | Manifold shut-off regulator kit, (with flow gauge) with manual control, pre-mounted supports and fittings | 1", 3 x 3/4", "euro" | 7877
| VTc.596.EMNX.0604 |  | 1", 4 x 3/4", "euro" | 9497
| VTc.596.EMNX.0605 |  | 1", 5 x 3/4", "euro" | 11545
| VTc.596.EMNX.0606 |  | 1", 6 x 3/4", "euro" | 12698
| VTc.596.EMNX.0607 |  | 1", 7 x 3/4", "euro" | 15420
| VTc.596.EMNX.0608 |  | 1", 8 x 3/4", "euro" | 16421
| VTc.596.EMNX.0609 |  | 1", 9 x 3/4", "euro" | 18105
| VTc.596.EMNX.0610 |  | 1", 10 x 3/4", "euro" | 20422
| VTc.596.EMNX.0611 |  | 1", 11 x 3/4", "euro" | 21457
| VTc.596.EMNX.0612 |  | 1", 12 x 3/4", "euro" | 24397
| VTc.596.EMNX.0704 |  | 1 1/4", 4 x 3/4", "euro" | 14238
| VTc.596.EMNX.0705 |  | 1 1/4", 5 x 3/4", "euro" | 16703
| VTc.596.EMNX.0706 |  | 1 1/4", 6 x 3/4", "euro" | 18259
| VTc.596.EMNX.0707 |  | 1 1/4", 7 x 3/4", "euro" | 20610
| VTc.596.EMNX.0708 |  | 1 1/4", 8 x 3/4", "euro" | 24161
| VTc.596.EMNX.0709 |  | 1 1/4", 9 x 3/4", "euro" | 26570
| VTc.596.EMNX.0710 |  | 1 1/4", 10 x 3/4", "euro" | 29037
| VTc.596.EMNX.0711 |  | 1 1/4", 11 x 3/4", "euro" | 31504
| VTc.596.EMNX.0712 |  | 1 1/4", 12 x 3/4", "euro" | 33971
| VTc.586.EMNX.0602 | Stainless-steel Manifold shut-off regulator kit, (with flow gauge) with manual control, pre-mounted supports and fittings | 1", 2 x 3/4", "euro" | 6188
| VTc.586.EMNX.0603 |  | 1", 3 x 3/4", "euro" | 7262
| VTc.586.EMNX.0604 |  | 1", 4 x 3/4", "euro" | 8943
| VTc.586.EMNX.0605 |  | 1", 5 x 3/4", "euro" | 10030
| VTc.586.EMNX.0606 |  | 1", 6 x 3/4", "euro" | 11290
| VTc.586.EMNX.0607 |  | 1", 7 x 3/4", "euro" | 12569
| VTc.586.EMNX.0608 |  | 1", 8 x 3/4", "euro" | 14816
| VTc.586.EMNX.0609 |  | 1", 9 x 3/4", "euro" | 15583
| VTc.586.EMNX.0610 |  | 1", 10 x 3/4", "euro" | 16254
Manifold components
| Артикул | Наименование | Размер/количество | Цена за единицу
| VTc.130.N.0500 | Brackets for manifold, Steel | 3/4" | 381
| VTc.130.N.0600 |  | 1" | 391
| VTc.530.N.0500 | End piece (TEE) for manifold | 3/4" x 1/2" x 3/8" | 216
| VTc.530.N.050404 |  | 3/4" x 1/2" x 1/2" | 179
| VTc.530.N.0600 |  | 1" x 1/2" x 3/8" | 200
| VTc.530.N.060404 |  | 1" x 1/2" x 1/2" | 175
| VTc.531.N.0504 | Manifold elbow connector | 3/4"x1/2" | 138
| VTc.531.N.0604 |  | 1"x1/2" | 187
| VTc.IV130.N.0600 | Double bracket for stamped manifold | 1" | 400
| VTc.720.NE.0005 | Straight ball valve for manifold | 3/4", "euro" | 292
| VT.0600.0.06 | Male plug for manifold | 1" | 125
Manifold fittings
| Артикул | Наименование | Размер/количество | Цена за единицу
| VTc.701.NE.05 | Adapter “Euroconus” | 3/4" | 33
| VTc.710.N.1604 | Multilayer pipe connecting fitting (compression fitting for metal-polymer pipes) | 16 x 1/2" | 126
| VTc.711.N.1504 | Copper pipe connecting fitting (compression fitting) | 15 x 1/2" | 86
| VTc.712.N.1604 | Euroconus crimp fitting for multilayer pipes (Crimp-fitting with coupling nut) | 16h2,0 x &#189;” | 142
| VTc.712.NE.1605 | Crimp-fitting with coupling nut “Euroconus” | 16 x 2,0 x &#190;” | 157
| VT.4410.NE.16 | Euroconus fitting for polyethylene pipe | 16h2,0 mm, "euro", 3/4" | 146
| VT.4410.NE.20 |  | 20x2,0 mm, "euro", 3/4" | 151
| VT.4420.NE.16 | Eurconus fitting for multilayer pipe | 16x2,0 mm, "euro", 3/4" | 164
| VT.4420.NE.20 |  | 20x2,0 mm, "euro", 3/4" | 183
| VT.4430.NE.15 | Euroconus fitting for copper and soft-steel pipes | 15 mm / "euro", 3/4" | 111
| VTc.709.N.1604 | PEX pipe connecting fitting | 1/2" | 97
Distributor cabinets
| Артикул | Наименование | Размер/количество | Цена за единицу
| VTc.540.0.01 | Concealed Distributor Cabinet CDC | SHRV 1 | 1996
| VTc.540.0.02 |  | SHRV 2 | 2213
| VTc.540.0.03 |  | SHRV 3 | 2584
| VTc.540.0.04 |  | SHRV 4 | 3023
| VTc.540.0.05 |  | SHRV 5 | 3695
| VTc.540.0.06 |  | SHRV 6 | 3996
| VTc.540.0.07 |  | SHRV 7 | 4962
| VTc.540.M.01 | Concealed Distributor Cabinet Mini (CDCM) | SHRVM 1 | 1743
| VTc.540.M.02 |  | SHRVM 2 | 1868
| VTc.540.M.03 |  | SHRVM 3 | 2173
| VTc.540.M.04 |  | SHRVM 4 | 2692
| VTc.540.M.05 |  | SHRVM 5 | 3383
| VTc.540.M.07 |  | SHRVM 7 | 4090
| VTc.540.M.06 |  | Шкаф коллекторный "мини" встраиваемый VALTEC (ШРВМ | 3737
| VTc.541.0.01 | Wall-mounted Distributor Cabinet (WDC) | SHRN 1 | 1774
| VTc.541.0.02 |  | SHRN 2 | 1886
| VTc.541.0.03 |  | SHRN 3 | 2238
| VTc.541.0.04 |  | SHRN 4 | 2711
| VTc.541.0.05 |  | SHRN 5 | 3063
| VTc.541.0.06 |  | SHRN 6 | 3546
| VTc.541.0.07 |  | SHRN 7 | 4217
| VTc.541.D.03 | Wall-mounted Deep Distributor Cabinet (WDDC) | SHRNG 3 | 2567
| VTc.541.D.04 |  | SHRNG 4 | 3133
| VTc.541.D.05 |  | SHRNG 5 | 3537
| VTc.541.D.06 |  | SHRNG 6 | 4061
| VTc.541.D.07 |  | SHRNG 7 | 4874

## Water heated floor systems
Water heated floor systems
Mixers and valves
| Артикул | Наименование | Размер/количество | Цена за единицу
| VT.COMBI.0.180 | Fixed setting regulator unit for water floor heating system with attachment for 180 mm pump VALTEC COMBI | 180 mm | 17760
| VT.DUAL.0.130 | Manifold system VALTEC DUAL for water radiation heating floors systems, including pump connection unit, fixed setting pre-mixing kit | 130 mm | 15984
| VT.COMBI.S.180 | VALTEC COMBI Fixed setting regulator (pumping-mixing) unit for heated floor system | 180 mm | 17584
| VT.MIX03.G.05 | Three-way mixing valve | 3/4" | 3386
| VT.MIX03.G.06 |  | 1" | 3252
| VT.MIX03.G.07 |  | 1 1/4" | 3426
| VT.MIX04.G.05 | Four-way mixing valve | 3/4" | 3350
| VT.MIX04.G.06 |  | 1" | 3350
| VT.MIX04.G.07 |  | 1 1/4" | 3722
| VT.MR01.N.0603 | Three-way thermostatic mixing valve | 1" | 2850
| VT.MR02.N.0603 | Three-way thermostatic mixing valve | 1" | 3122
| VT.MR03.N.0603 | Three-way thermostatic mixing valve | 1" | 2974
| VT.ICBOX.1.0 | Heat-regulation installation kit ICBOX-1 | 3/4" | 6156
| VT.ICBOX.2.0 | Heat-regulation installation kit ICBOX-2 | 3/4" | 5849
| VT.ICBOX.5.0 | Heat-regulation installation kit ICBOX-5 | 3/4" | 4230
Manifold kits
| Артикул | Наименование | Размер/количество | Цена за единицу
| VTc.594.EMNX.0603 | Kit of adjustment and shutoff manual manifolds, pre-assembled supports and fittings with supplementary connections for air and drainage valves | 1", 3 x 3/4", "euro" | 6491
| VTc.594.EMNX.0604 |  | 1", 4 x 3/4", "euro" | 7690
| VTc.594.EMNX.0605 |  | 1", 5 x 3/4", "euro" | 8511
| VTc.594.EMNX.0606 |  | 1", 6 x 3/4", "euro" | 9873
| VTc.594.EMNX.0607 |  | 1", 7 x 3/4", "euro" | 10814
| VTc.594.EMNX.0608 |  | 1", 8 x 3/4", "euro" | 12104
| VTc.594.EMNX.0609 |  | 1", 9 x 3/4", "euro" | 13113
| VTc.594.EMNX.0610 |  | 1", 10 x 3/4", "euro" | 14206
| VTc.594.EMNX.0611 |  | 1", 11 x 3/4", "euro" | 14948
| VTc.594.EMNX.0612 |  | 1", 12 x 3/4", "euro" | 16029
| VTc.594.EMNX.0704 |  | 1 1/4", 4 x 3/4", "euro" | 12096
| VTc.594.EMNX.0705 |  | 1 1/4", 5 x 3/4", "euro" | 13999
| VTc.594.EMNX.0706 |  | 1 1/4", 6 x 3/4", "euro" | 15151
| VTc.594.EMNX.0707 |  | 1 1/4", 7 x 3/4", "euro" | 16964
| VTc.594.EMNX.0708 |  | 1 1/4", 8 x 3/4", "euro" | 19723
| VTc.594.EMNX.0709 |  | 1 1/4", 9 x 3/4", "euro" | 21622
| VTc.594.EMNX.0710 |  | 1 1/4", 10 x 3/4", "euro" | 23527
| VTc.594.EMNX.0711 |  | 1 1/4", 11 x 3/4", "euro" | 24223
| VTc.594.EMNX.0712 |  | 1 1/4", 12 x 3/4", "euro" | 27340
| VTc.596.EMNX.0603 | Manifold shut-off regulator kit, (with flow gauge) with manual control, pre-mounted supports and fittings | 1", 3 x 3/4", "euro" | 7877
| VTc.596.EMNX.0604 |  | 1", 4 x 3/4", "euro" | 9497
| VTc.596.EMNX.0605 |  | 1", 5 x 3/4", "euro" | 11545
| VTc.596.EMNX.0606 |  | 1", 6 x 3/4", "euro" | 12698
| VTc.596.EMNX.0607 |  | 1", 7 x 3/4", "euro" | 15420
| VTc.596.EMNX.0608 |  | 1", 8 x 3/4", "euro" | 16421
| VTc.596.EMNX.0609 |  | 1", 9 x 3/4", "euro" | 18105
| VTc.596.EMNX.0610 |  | 1", 10 x 3/4", "euro" | 20422
| VTc.596.EMNX.0611 |  | 1", 11 x 3/4", "euro" | 21457
| VTc.596.EMNX.0612 |  | 1", 12 x 3/4", "euro" | 24397
| VTc.596.EMNX.0704 |  | 1 1/4", 4 x 3/4", "euro" | 14238
| VTc.596.EMNX.0705 |  | 1 1/4", 5 x 3/4", "euro" | 16703
| VTc.596.EMNX.0706 |  | 1 1/4", 6 x 3/4", "euro" | 18259
| VTc.596.EMNX.0707 |  | 1 1/4", 7 x 3/4", "euro" | 20610
| VTc.596.EMNX.0708 |  | 1 1/4", 8 x 3/4", "euro" | 24161
| VTc.596.EMNX.0709 |  | 1 1/4", 9 x 3/4", "euro" | 26570
| VTc.596.EMNX.0710 |  | 1 1/4", 10 x 3/4", "euro" | 29037
| VTc.596.EMNX.0711 |  | 1 1/4", 11 x 3/4", "euro" | 31504
| VTc.596.EMNX.0712 |  | 1 1/4", 12 x 3/4", "euro" | 33971
| VTc.586.EMNX.0602 | Stainless-steel Manifold shut-off regulator kit, (with flow gauge) with manual control, pre-mounted supports and fittings | 1", 2 x 3/4", "euro" | 6188
| VTc.586.EMNX.0603 |  | 1", 3 x 3/4", "euro" | 7262
| VTc.586.EMNX.0604 |  | 1", 4 x 3/4", "euro" | 8943
| VTc.586.EMNX.0605 |  | 1", 5 x 3/4", "euro" | 10030
| VTc.586.EMNX.0606 |  | 1", 6 x 3/4", "euro" | 11290
| VTc.586.EMNX.0607 |  | 1", 7 x 3/4", "euro" | 12569
| VTc.586.EMNX.0608 |  | 1", 8 x 3/4", "euro" | 14816
| VTc.586.EMNX.0609 |  | 1", 9 x 3/4", "euro" | 15583
| VTc.586.EMNX.0610 |  | 1", 10 x 3/4", "euro" | 16254
System of automation of water heated floor
| Артикул | Наименование | Размер/количество | Цена за единицу
| VT.TE3061.0.024 | Electro thermal head 0-10 V (24 V) | M30 x 1,5, 24 / 0–10 V | 4441
| VT.TE3042.0.024 | Electro-thermal head with anti-tempering device | 24 V | 1856
| VT.TE3042.0.220 |  | 220 V | 1850
| VT.K200.0.0 | climate regulator for mixers | 104 x 150 x 35 mm | 12055
| VT.K200.M.0 | COntroller for mixer units | 104 х 150 х 35 mm | 9983
| VT.TE3042.A.024 | Electro-thermal head open | 24 V | 1298
| VT.TE3042.A.220 |  | 220 V | 1098
| VT.AC501.0.0 | Floor sensor | standart | 314
| VT.AC601.0.0 | digital thermostat | standart | 1081
| VT.AC602.0.0 | Inside thermostat with floor sensor | standart | 1998
| VT.AC616I.0.0 | Security thermostat with remote thermometer | standart | 4182
| VT.AC701.0.0 | Indoor electronic thermostat | standart | 2876
| VT.AC709.0.0 | Indoor electronic Chrono-thermostat with floor temperature sensor | standart | 3093
| VT.AC710.0.0 | Electronic Chrono-thermostat | standart | 5336
| VT.M106.0.230 | Servo motor for mixing valves | 220 V | 10759
| VT.TE3040.0.220 | Electro-thermal head with anti-tempering device, 220 V | M30&#215;1,5, 220 V, 2 kontakta | 2472
| VT.TE3040A.0.220 | Electro-thermal head, open, 220V | M30&#215;1,5, 220 V | 2586
| VT.TE3041.0.024 | Electro-thermal head with anti-tempering device, 24 V | M30 &#215; 1,5, 24 V, 2 kontakta | 3980
| VT.TE3041A.0.024 | Electro-thermal head without anti-tempering device, 24 V | M30 &#215; 1,5, 24 V | 3364
| VT.M106.R.024 | Servo motor for mixing valves | 24 V (0-10 V) | 15534
Components for water heated floors
| Артикул | Наименование | Размер/количество | Цена за единицу
| VT.0606.0.06 | Rotating MM nipple | 1" x 1" | 473
| VT.0606.0.07 |  | 1 1/4" x 1 1/4" | 1239
| VT.0666.0.0 | Bypass differential valve with manifold terminal | 200 mm | 2358
| VT.0667T.0.0 | Bypass differential valve with union pipes, with thermometers | 200 mm | 3682
| VT.4615.0.0 | Tee fitting with thermometer for offtakes | "euro", 3/4" | 853
| VT.AC674 | Variable area flow meter | 0.5-5 | 551
| VT.FLC15.0.0 | Flow meter with scale 1-4 l/min | 1-4 l/min, "euro", 3/4" | 619
| VT.VDC31.N.0 | Adjustment valve (regulator) for installation kits | Standart | 386
| VT.VTC30.N.0 | shutoff valve for installation kits | Standart | 457
| VT.4410.NE.16 | Euroconus fitting for polyethylene pipe | 16h2,0 mm, "euro", 3/4" | 146
| VT.4410.NE.20 |  | 20x2,0 mm, "euro", 3/4" | 151
| VT.4420.NE.16 | Eurconus fitting for multilayer pipe | 16x2,0 mm, "euro", 3/4" | 164
| VT.4420.NE.20 |  | 20x2,0 mm, "euro", 3/4" | 183
| VT.4430.NE.15 | Euroconus fitting for copper and soft-steel pipes | 15 mm / "euro", 3/4" | 111
| VT.5011.0.0 | Thermostatic head with immersion sensor | 20-60 °S, 2 m | 2467
| VT.5012.0.0 | Thermostatic head with attachable sensor | 20-60 °S, 2 m | 2060
| VT.0617.0.0 | Thermometer with pocket | 1/2" | 896
Pipes for water heated floors
| Артикул | Наименование | Размер/количество | Цена за единицу
| V1620 | Metal-Polymer pipe VALTEC 16x2.0mm | 16 X 2,0 mm, 100 m | 55
| V1620 |  | 16 X 2,0 mm, 200 m | 55
| V2020 | Metal-Polymer pipe VALTEC 20x2.0mm | 20x2,0 mm, 100 m | 83
| V2630 | Metal-Polymer pipe VALTEC 26x3.0mm | 26x3,0 mm, 50 m | 145
| V3230 | Metal-Polymer pipe VALTEC 32x3.0mm | 32x3,0 mm, 50 m | 215
| V4035 | Metal-Polymer pipe VALTEC 40x3.5mm | 40x3,5 mm, 25 m | 575
| VP1620.3 | Cross-linked Polyethylene pipe PEX-EVOH, 16mm, 200m | 16 x 2,0 mm, 200 m | 50
| VP1620.3 |  | Труба полимерная PEX VALTEC, c антидиффузионным сл | 50
| VP2020.3 | Cross-linked Polyethylene pipe PEX-EVOH, 20mm, 100m | 20h2,0 mm, 100 m | 69
Construction materials for water heated floors
| Артикул | Наименование | Размер/количество | Цена за единицу
| VT.FP.SZ.0125 | Heat distribution plate (strip) | 1000 x 125 mm | 257
| VT.HS.FP.0312 | Underlay for heated floors | 1,2 x 25 m | 59
| VT.491.S.16 | Swing (turn) lock | 16mm | 70
| VT.491.S.20 |  | 20mm | 78
Шкафы коллекторные
| Артикул | Наименование | Размер/количество | Цена за единицу
| VTc.540.0.01 | Concealed Distributor Cabinet CDC | SHRV 1 | 1996
| VTc.540.0.02 |  | SHRV 2 | 2213
| VTc.540.0.03 |  | SHRV 3 | 2584
| VTc.540.0.04 |  | SHRV 4 | 3023
| VTc.540.0.05 |  | SHRV 5 | 3695
| VTc.540.0.06 |  | SHRV 6 | 3996
| VTc.540.0.07 |  | SHRV 7 | 4962
| VTc.540.M.01 | Concealed Distributor Cabinet Mini (CDCM) | SHRVM 1 | 1743
| VTc.540.M.02 |  | SHRVM 2 | 1868
| VTc.540.M.03 |  | SHRVM 3 | 2173
| VTc.540.M.04 |  | SHRVM 4 | 2692
| VTc.540.M.05 |  | SHRVM 5 | 3383
| VTc.540.M.07 |  | SHRVM 7 | 4090
| VTc.540.M.06 |  | Шкаф коллекторный "мини" встраиваемый VALTEC (ШРВМ | 3737
| VTc.541.0.01 | Wall-mounted Distributor Cabinet (WDC) | SHRN 1 | 1774
| VTc.541.0.02 |  | SHRN 2 | 1886
| VTc.541.0.03 |  | SHRN 3 | 2238
| VTc.541.0.04 |  | SHRN 4 | 2711
| VTc.541.0.05 |  | SHRN 5 | 3063
| VTc.541.0.06 |  | SHRN 6 | 3546
| VTc.541.0.07 |  | SHRN 7 | 4217
| VTc.541.D.03 | Wall-mounted Deep Distributor Cabinet (WDDC) | SHRNG 3 | 2567
| VTc.541.D.04 |  | SHRNG 4 | 3133
| VTc.541.D.05 |  | SHRNG 5 | 3537
| VTc.541.D.06 |  | SHRNG 6 | 4061
| VTc.541.D.07 |  | SHRNG 7 | 4874

## Automatic control components
Automatic control components
Regulators and communicators
| Артикул | Наименование | Размер/количество | Цена за единицу
| VT.K200.0.0 | climate regulator for mixers | 104 x 150 x 35 mm | 12055
| VT.K200.M.0 | COntroller for mixer units | 104 х 150 х 35 mm | 9983
Remote control systems
| Артикул | Наименование | Размер/количество | Цена за единицу
| VT.AS1000 | EQUICALOR servo motor | Sandart | 5453
| VT.DC1000 | EQUICALOR electronic control | Standart | 9636
Thermal heads and motors
| Артикул | Наименование | Размер/количество | Цена за единицу
| VT.1000.0.0 | Thermostatic head | M30&#215;1,5, 6,5-27,5 °C | 528
| VT.5000.0.0 | Thermostatic head | M30 &#215; 1,5, 6,5-28 °C | 760
| VT.5011.0.0 | Thermostatic head with immersion sensor | 20-60 °S, 2 m | 2467
| VT.5012.0.0 | Thermostatic head with attachable sensor | 20-60 °S, 2 m | 2060
| VT.TE3061.0.024 | Electro thermal head 0-10 V (24 V) | M30 x 1,5, 24 / 0–10 V | 4441
| VT.M106.R.024 | Servo motor for mixing valves | 24 V (0-10 V) | 15534
| VT.M106.0.230 | Servo motor for mixing valves | 220 V | 10759
Thermostats and sensors
| Артикул | Наименование | Размер/количество | Цена за единицу
| VT.AC501.0.0 | Floor sensor | standart | 314
| VT.AC601.0.0 | digital thermostat | standart | 1081
| VT.AC602.0.0 | Inside thermostat with floor sensor | standart | 1998
| VT.AC701.0.0 | Indoor electronic thermostat | standart | 2876
| VT.AC709.0.0 | Indoor electronic Chrono-thermostat with floor temperature sensor | standart | 3093
| VT.AC710.0.0 | Electronic Chrono-thermostat | standart | 5336
| VT.247.N.04 | Ball valve with temperature sensor socket FF | 1/2" | 403
| VT.247.N.05 |  | 3/4" | 518
| VT.247.N.06 |  | 1" | 720

## Radiator fittings
Radiator fittings
Manual valves for radiators
| Артикул | Наименование | Размер/количество | Цена за единицу
| VT.004.N.04 | Straight valve with double adjustment | 1/2" | 336
| VT.004.N.05 |  | Кран двойной регулировки (КРДП) VALTEC 3/4" | 943
| VT.007.LN.04 | Angle manual valve with pipe connection | 1/2" | 281
| VT.007.LN.05 |  | 3/4" | 400
| VT.007.N.04 | Angle manual valve with pipe connection | 1/2" | 308
| VT.007.N.05 |  | 3/4" | 541
| VT.008.LN.04 | Straight manual valve with metal pipe connection | 1/2" | 272
| VT.008.LN.05 |  | 3/4" | 448
| VT.008.N.04 | Straight manual valve with metal pipe connection | 1/2" | 364
| VT.008.N.05 |  | 3/4" | 594
| VT.011.0.04 | Protective Cap for VT 007/008 valves | 1/2" | 11
| VT.011.0.05 |  | 3/4" | 14
| VT.019.N.04 | Angled lock-shield with iron pipe connector | 1/2" | 373
| VT.019.N.05 |  | 3/4" | 465
| VT.020.N.04 | Straight lock-shield with iron pipe connector | 1/2" | 373
| VT.020.N.05 |  | 3/4" | 480
| VT.022.N.E04050 | Single-pipe valve | 1/2" x 50% x 3/4, "euro" | 1033
| VT.022.N.E04100 |  | 1/2" x 100% x 3/4, "euro" | 1150
| VT.025.N.E04050 | Single pipe valve | 1/2" x 50% x 3/4, "euro" | 1240
| VT.025.N.E04100 |  | 1/2" x 100% x 3/4, "euro" | 1240
| VTp.717.V.02004 | Radiator straight valve in PP-R | 20 x 1/2" | 210
| VTp.717.V.02505 |  | 25 x 3/4" | 346
| VTp.718.V.02004 | Radiator angle valve in PP-R | 20 x 1/2" | 231
| VTp.718.V.02505 |  | 25 x 3/4" | 348
| VT.345K.N.E04 | Double-pipe H valve for floor level delivery EUROCONUS | 1/2" x 3/4, "euro" | 615
| VT.345R.N.05 | Valve for floor-level radiator connection | 1/2" x 3/4, "euro" | 247
Thermostatic radiator valves
| Артикул | Наименование | Размер/количество | Цена за единицу
| VT.031.N.04 | Angled thermostatically controlled valve | 1/2" | 485
| VT.031.N.05 |  | 3/4" | 600
| VT.032.N.04 | Straight thermostatically controlled valve | 1/2" | 533
| VT.032.N.05 |  | 3/4" | 675
| VT.033.N.04 | High capacity angled thermostatic valve | 1/2" | 456
| VT.033.N.05 |  | 3/4" | 600
| VT.034.N.04 | High capacity straight thermostatic valve | 1/2" | 552
| VT.034.N.05 |  | 3/4" | 728
| VT.047.N.04 | Angled thermostatically controlled valve with thermostatic head | 1/2" | 760
| VT.048.N.04 | Straight thermostatically controlled valve with thermostatic head | 1/2" | 899
| VT.225K.N.E04050 | Four-way thermostatically controlled unit for floor-level radiator connection (kit) | 1/2" x 50% x 3/4 euro | 1618
| VT.225K.N.E04100 |  | 1/2" x 100% x 3/4 euro | 1541
| VT.037.N.04 | Angled thermostatically controlled valve, pre-set | 1/2" | 561
| VT.037.N.05 |  | 3/4" | 729
| VT.038.N.04 | Straight thermostatically controlled valve, pre-set | 1/2" | 598
| VT.038.N.05 |  | 3/4" | 784
| VT.045.N.04 | Angled thermo-regulatory equipment kit for radiators | 1/2" | 1141
| VT.046.N.04 | Straight thermo-regulatory equipment kit for radiators | 1/2" | 1174
Thermal heads and servo motors
| Артикул | Наименование | Размер/количество | Цена за единицу
| VT.1000.0.0 | Thermostatic head | M30&#215;1,5, 6,5-27,5 °C | 528
| VT.5000.0.0 | Thermostatic head | M30 &#215; 1,5, 6,5-28 °C | 760
| VT.AS1000 | EQUICALOR servo motor | Sandart | 5453
| VT.DC1000 | EQUICALOR electronic control | Standart | 9636
Components for radiators
| Артикул | Наименование | Размер/количество | Цена за единицу
| VT.501.S. 06 | Automatic air-vent for radiator (Left) | 1" | 259
| VT.501.D. 06 | Automatic air-vent for radiator (Left) | 1" | 259
| VT.503.D. 04 | Extension for radiator | 1/2" | 229
| VT.503.D. 05 |  | 3/4" | 184
Components for radiator valves
| Артикул | Наименование | Размер/количество | Цена за единицу
| VTm.281.N.001615 | Crimped-elbow for radiator – with chrome-plated pipe | 16 x 15 mm, 30 sm | 494
| VTm.281.N.002015 |  | 20 x 15 mm, 30 sm | 517
| VTm.282.N.161516 | Crimped-TEE for radiator with chrome-plated pipe | 16 x 15 x 16 mm, 30 sm | 517
| VTm.282.N.201516 |  | 20 x 15 x 16 mm, 30 sm | 553
| VTm.282.N.201520 |  | 20 x 15 x 20 mm, 30 sm | 657
| VT.AD304.0.1000 | Stainless-steel connecting pipe | 15 mm, 1 m | 518
| VT.4410.NE.16 | Euroconus fitting for polyethylene pipe | 16h2,0 mm, "euro", 3/4" | 146
| VT.4410.NE.20 |  | 20x2,0 mm, "euro", 3/4" | 151
| VT.4420.NE.16 | Eurconus fitting for multilayer pipe | 16x2,0 mm, "euro", 3/4" | 164
| VT.4420.NE.20 |  | 20x2,0 mm, "euro", 3/4" | 183
| VT.4430.NE.15 | Euroconus fitting for copper and soft-steel pipes | 15 mm / "euro", 3/4" | 111
| VTc.701.NE.05 | Adapter “Euroconus” | 3/4" | 33
| VTc.712.NE.1605 | Crimp-fitting with coupling nut “Euroconus” | 16 x 2,0 x &#190;” | 157

## Regulatory fittings
Regulatory fittings
Pressure reducers for water
| Артикул | Наименование | Размер/количество | Цена за единицу
| VT.085.N.0407 | Pressure reducer, Adjustable, Membranous | 1/2" | 2198
| VT.085.N.0507 |  | 3/4" | 2371
| VT.088.N.0455 | Spring piston pressure reducer with pressure gauge | 1/2" | 1213
| VT.087.N.0445 | Spring piston pressure reduction valve | 1/2" | 807
| VT.087.N.0545 |  | 3/4" | 880
| VT.054.N.05 | Manual balancing valve | 3/4" | 1037
| VT.054.N.06 |  | 1" | 1498
| VT.082.N.04 | Pressure reducer with Y-filter and pressure gauge | 1/2" | 1147
| VT.082.N.05 |  | 3/4" | цена по запросу
| VT.087.G.0645 | Spring piston pressure reducer, from 1 to 4.5 Bar, 1” | 1" | 3733
| VT.087.G.0745 |  | 1 1/4" | 7551
| VT.087.G.0845 |  | 1 1/2" | 8644
| VT.087.G.0945 |  | 2" | 12528
Flow Check valves
| Артикул | Наименование | Размер/количество | Цена за единицу
| VT.151.N.04 | VALTEC check valve | 1/2" | 233
| VT.151.N.05 |  | 3/4" | 278
| VT.151.N.06 |  | 1" | 510
| VT.161.N.04 | VALTEC check valve | 1/2" | 161
| VT.161.N.05 |  | 3/4" | 222
| VT.161.N.06 |  | 1" | 363
| VT.161.N.07 |  | 1 1/4" | 628
| VT.161.N.08 |  | 1 1/2" | 876
| VT.161.N.09 |  | 2" | 1180
| VT.171.N.04 | Reverse valve with drain and air-vent | 1/2" | 718
| VT.171.N.05 |  | 3/4" | 1110
| VT.171.N.06 |  | 1" | 1668
| VT.171.N.07 |  | 1 1/4" | 2483
| VT.157.0.04 | Mesh filter for reverse valve | 1/2" | 138
| VT.157.0.05 |  | 3/4" | 158
| VT.157.0.06 |  | 1" | 198
Return overflow valve
| Артикул | Наименование | Размер/количество | Цена за единицу
| VT.623.G.05 | Bypass differential valve straight/angled, for high flow capacity | 3/4" | 3185
Mixing valves
| Артикул | Наименование | Размер/количество | Цена за единицу
| VT.MT10NR | Three-way (TEE) mixer valve, fixed | 1/2" | 4351
| VT.MT10RU | Mixer valve THERMOMIX, adjustable | 1/2" | 5191
| VT.M106.0.230 | Servo motor for mixing valves | 220 V | 10759
| VT.M106.R.024 | Servo motor for mixing valves | 24 V (0-10 V) | 15534
| VT.MIX03.G.05 | Three-way mixing valve | 3/4" | 3386
| VT.MIX03.G.06 |  | 1" | 3252
| VT.MIX03.G.07 |  | 1 1/4" | 3426
| VT.MIX04.G.05 | Four-way mixing valve | 3/4" | 3350
| VT.MIX04.G.06 |  | 1" | 3350
| VT.MIX04.G.07 |  | 1 1/4" | 3722
| VT.MR01.N.0603 | Three-way thermostatic mixing valve | 1" | 2850
| VT.MR02.N.0603 | Three-way thermostatic mixing valve | 1" | 3122
| VT.MR03.N.0603 | Three-way thermostatic mixing valve | 1" | 2974

## Monitoring and measuring (mete
Monitoring and measuring (metering) devices
Special fittings for MMD (Monitoring and Metering Devices)
| Артикул | Наименование | Размер/количество | Цена за единицу
| VT.247.N.04 | Ball valve with temperature sensor socket FF | 1/2" | 403
| VT.247.N.05 |  | 3/4" | 518
| VT.247.N.06 |  | 1" | 720
| VT.807.N.0404 | Multi-way ball valve for pressure gauge | 1/2" | 304
| VT.807.N.0402 |  | Кран шаровой для подключения манометра, 1/2"вн. - | 254
| VT.807.N.0403 |  | Кран шаровой для подключения манометра, 1/2"вн. - | 254
| VT.808.N.04 | Ball valve VALTEC BASE with thermometer | 1/2" | 612
| VT.808.N.05 |  | 3/4" | 790
Манометры
| Артикул | Наименование | Размер/количество | Цена за единицу

## Safety fittings
Safety fittings
Air-vents
| Артикул | Наименование | Размер/количество | Цена за единицу
| VT.502.NH.04 | Automatic air-vent (New) | 1/2" | 260
| VT.539.N.03 | cut-off valve | 3/8" | 55
| VT.539.N.04 |  | 1/2" | 68
Safety valves
| Артикул | Наименование | Размер/количество | Цена за единицу
| VT.0490.G.0415 | Safety spring valve | 1/2", 1,5 bara | 442
| VT.0490.G.0430 |  | 1/2", 3 bara | 465
| VT.0490.G.0460 |  | 1/2", 6 bar | 442
| VT.1831.N.04 | Adjustable safety valve | 1/2" | 832
| VT.1831.N.05 |  | 3/4" | 1297
| VT.1831.N.06 |  | 1" | 2208
| VT.1831.N.07 |  | 1 1/4" | 4220
| VT.1831.N.08 |  | 1 1/2" | 6265
| VT.1831.N.09 |  | 2" | 9653
Safety assembly
| Артикул | Наименование | Размер/количество | Цена за единицу
| VT.460.0.0 | Boiler safety unit | 1" | 1634
| VT.495.0.0 | Safety unit | 3/4" | 1778
Hydraulic impact dampers
| Артикул | Наименование | Размер/количество | Цена за единицу
| VT.CAR19.I.04001 | Domestic Hydraulic-impact Reliever | 0,162 l | 1120

## Modular installation systems
Modular installation systems
Quick installation assemblies
| Артикул | Наименование | Размер/количество | Цена за единицу
| VT.VAR00.G.07 | Pressure equalizer for VARIMIX system | 1 1/4" | 16177
| VT.VAR10.G.07 | High temperature kit for VARIMIX system (pumping module) | 1 1/4" | 15838
| VT.VAR11.G.07 | High temperature lit for VARIMIX systems, with bypass differential valve | 1 1/4" | 20814
| VT.VAR20.G.07 | Pumping module with bypass and three-way (Tee) valves for VARIMIX systems | 1 1/4" | 25006
| VT.VAR21.G.07 | Mixer kit for VARIMIX system with bypass and four-way valves | 1 1/4" | 25741
| VT.VAR30.G.07 | Modular manifold for VARIMIX systems | 1 1/4" | 15089
| VT.0606.0.06 | Rotating MM nipple | 1" x 1" | 473
| VT.0606.0.07 |  | 1 1/4" x 1 1/4" | 1239
Mixer units
| Артикул | Наименование | Размер/количество | Цена за единицу
| VT.COMBI.0.180 | Fixed setting regulator unit for water floor heating system with attachment for 180 mm pump VALTEC COMBI | 180 mm | 17760
| VT.DUAL.0.130 | Manifold system VALTEC DUAL for water radiation heating floors systems, including pump connection unit, fixed setting pre-mixing kit | 130 mm | 15984
| VT.COMBI.S.180 | VALTEC COMBI Fixed setting regulator (pumping-mixing) unit for heated floor system | 180 mm | 17584
| VT.ICBOX.1.0 | Heat-regulation installation kit ICBOX-1 | 3/4" | 6156
| VT.ICBOX.2.0 | Heat-regulation installation kit ICBOX-2 | 3/4" | 5849
| VT.ICBOX.5.0 | Heat-regulation installation kit ICBOX-5 | 3/4" | 4230
Domestic stations
| Артикул | Наименование | Размер/количество | Цена за единицу
| VT.CM.SATH.0 | Climate control unit VALTEC CONTROL SAT | VT.CM.SATH.0 | цена по запросу
| VT.CM.EQM1.0 | Climate control unit VALTEC CONTROL MODUL | 1/2", 3/4" | цена по запросу

## Pumping equipment
Pumping equipment
Circulation pumps
| Артикул | Наименование | Размер/количество | Цена за единицу
| VRS.254.13.0 | Circulation pump VRS 25/4-130 | 25/4-130 | 3125
| VRS.254.18.0 | Circulation pump VRS 25/4-180 | 25/4-180 | 3125
| VRS.256.13.0 | Circulation pump VRS 25/6-130 | 25/6-130 | 3271
| VRS.256.18.0 | Circulation pump VRS 25/6-180 | 25/6-180 | 3271
| VRS.258.18.0 | Circulation pump VRS 25/8-180 | 25/8-180 | 6104
| VRS.324.18.0 | Circulation pump VRS 32/4-180 | 32/4-180 | 3327
| VRS.326.18.0 | Circulation pump VRS 32/6-180 | 32/6-180 | 3473
| VRS.328.18.0 | Circulation pump VRS 32/8-180 | 32/8-180 | 6453
| VRS.256EA.13.0 | Circulation pump with frequency regulation VRS 25/6EA-130 | 25/6-130 | 8250
| VRS.256EA.18.0 | Circulation pump with frequency regulation VRS 25/6EA-180 | 25/6-180 | 8463
Devices for pumps
| Артикул | Наименование | Размер/количество | Цена за единицу
| VT.CRS5.02.1 | Pressure relay | Реле давления CRS-5, 1/4" нак.гайка, преднастройка 2,1-3,5 бар | 412
| VT.CRS6.02.1 | Anti-Idle-Run relay | Реле защиты насоса от «сухого хода» CRS-6, 1/4" нак.гайка | 435
| VT.EPC2.06.0 | Pump automation module | Блок насосной автоматики EPC-2 | 1975

## Flexible feed pipes
Flexible feed pipes
Flexible connector pipes for water
| Артикул | Наименование | Размер/количество | Цена за единицу
| VTf.001.I.0404030 | Flexible water feed pipe, Nut-Nut | 30 sm | 74
| VTf.001.I.0404040 |  | 40 sm | 94
| VTf.001.I.0404050 |  | 50 sm | 101
| VTf.001.I.0404060 |  | 60 sm | 100
| VTf.001.I.0404080 |  | 80 sm | 115
| VTf.001.I.0404100 |  | 100 sm | 136
| VTf.001.I.0404120 |  | 120 sm | 144
| VTf.001.I.0404150 |  | 150 sm | 173
| VTf.001.I.0404200 |  | 200 sm | 205
| VTf.002.I.0404030 | Flexible water feed pipe, Nut-Nipple | 30 sm | 83
| VTf.002.I.0404040 |  | 40 sm | 93
| VTf.002.I.0404050 |  | 50 sm | 102
| VTf.002.I.0404060 |  | 60 sm | 112
| VTf.002.I.0404080 |  | 80 sm | 128
| VTf.002.I.0404100 |  | 100 sm | 141
| VTf.002.I.0404120 |  | 120 sm | 151
| VTf.002.I.0404150 |  | 150 sm | 176
| VTf.002.I.0404200 |  | 200 sm | 220
| VTf.003.I.0418030 | Flexible water feed pipe with nozzle 18mm | 30 sm | 67
| VTf.003.I.0418040 |  | 40 sm | 79
| VTf.003.I.0418050 |  | 50 sm | 87
| VTf.003.I.0418060 |  | 60 sm | 94
| VTf.003.I.0418080 |  | 80 sm | 114
| VTf.003.I.0418100 |  | 100 sm | 129
| VTf.003.I.0418120 |  | 120 sm | 142
| VTf.004.I.0435030 | Flexible water feed pipe with nozzle 18mm | 30 sm | 72
| VTf.004.I.0435040 |  | 40 sm | 85
| VTf.004.I.0435050 |  | 50 sm | 93
| VTf.004.I.0435060 |  | 60 sm | 101
| VTf.004.I.0435080 |  | 80 sm | 116
| VTf.004.I.0435100 |  | 100 sm | 136
| VTf.004.I.0435120 |  | 120 sm | 150

## Membrane expansion tanks
Membrane expansion tanks
Membrane tanks for water supply circuits
| Артикул | Наименование | Размер/количество | Цена за единицу
| VT.AV.B.060008 | Expansion tank for sanitary | 8 l | 1149
| VT.AV.B.060012 |  | 12 l | 1277
| VT.AV.B.060024 |  | 24 l | 1634
| VT.AV.B.060050 |  | 50 l | 4571
| VT.AV.B.060080 |  | 80 l | 5822
| VT.AV.B.060100 |  | 100 l | 8017
| VT.AV.B.070150 |  | 150 l | 9518
Heating system membrane tanks
| Артикул | Наименование | Размер/количество | Цена за единицу
| VT.RV.R.060008 | Expansion tank for heating systems | 8 l | 1264
| VT.RV.R.060012 |  | 12 l | 1392
| VT.RV.R.060018 |  | 18 l | 1405
| VT.RV.R.060024 |  | 24 l | 1716
| VT.RV.R.060035 |  | 35 l | 2477
| VT.RV.R.060050 |  | 50 l | 3013
| VT.RV.R.060080 |  | 80 l | 4210
| VT.RV.R.060100 |  | 100 l | 5567
| VT.RV.R.070150 |  | 150 l | 8414
Components (Spare parts) for membrane tanks
| Артикул | Наименование | Размер/количество | Цена за единицу
| VT.538.N.05 | Threaded fitting: Detachable shutoff connector | 3/4" | 333
| VT.538.N.06 |  | 1" | 569

## Thermal insulation and materia
Thermal insulation and materials for pipes
Thermal insulation (heat-proofing)
| Артикул | Наименование | Размер/количество | Цена за единицу
| VT.HS.FP.0312 | Underlay for heated floors | 1,2 x 25 m | 59
Gaskets (washers, sealants)
| Артикул | Наименование | Размер/количество | Цена за единицу
| VT.FLAX.0.055 | VT.FLAX linen sanitary thread | 55 m | 105
| VT.FLAX.0.110 |  | 110 m | 180
| VT.KIT.1.1640 | Set of gasket rings (repair set) 1 | 16–40 mm | 66
| VT.KIT.2.0409 | Set of gasket rings (repair set) 2 | Ot 1/2 do 2" | 72
| VT.KIT.3.0 | Set of gasket rings (repair set) 3 | 6,4-56,5 mm | 88
| VT.M.K.01 | Installation kit VALTEC № 1 | standart | 58
| VT.PTFE.0.121010 | PTFE thread sealant VALTEC | 12 x 0.1 mm, 10 m | 18
| VT.PTFE.0.121020 |  | 12 x 0.1 mm, 20 m | 36
| VT.PTFE.0.191215 |  | 19 x 0.12 mm, 15 m | 45
Brackets for pipes
| Артикул | Наименование | Размер/количество | Цена за единицу
| VT.KP.F.020 | plastic bracket with clamp | 20 mm, 100 sht. v upakovke | 3.5
| VT.KP.F.025 |  | 25 mm, 80 sht. v upakovke | 3.8
| VT.KP.F.032 |  | 32 mm, 50 sht. v upakovke | 4.4
| VT.KP.F.040 |  | 40 mm, 30 sht. v upakovke | 6.7
| VT.KP.F.050 |  | 50 mm, 20 sht. v upakovke | 11
| VT.491.S.16 | Swing (turn) lock | 16mm | 70
| VT.491.S.20 |  | 20mm | 78
Crimping tools
| Артикул | Наименование | Размер/количество | Цена за единицу
| VTm.294.0.16 | jaws for VALTEC crimping tool | 16 mm | 726
| VTm.294.0.20 |  | 20 mm | 786
| VTm.294.0.26 |  | 26 mm | 786
| VTm.294.0.32 |  | 32 mm | 786
| VTm.295.0.16 | Jaws for rechargeable battery press machine VALTEC | 16 mm | 2243
| VTm.295.0.20 |  | 20 mm | 2243
| VTm.295.0.26 |  | 26 mm | 2492
| VTm.295.0.32 |  | 32 mm | 2243
| VTm.293.L.1620 | Manual press machine | 16, 20 mm, TN | 5163
| VTm.293.0.160032 | Crimping tool with set of jaws | 16-32 mm, TH | 7677
Calibrators
| Артикул | Наименование | Размер/количество | Цена за единицу
| VTm.396.0.162026 | Calibration tool | 16-20-26 mm | 143
| VTm.396.0.263240 |  | 26-32-40 mm | 262
| VTm.398.N.16 | Internal bending spring | 16 mm | 217
| VTm.398.N.20 |  | 20 mm | 343
| VTm.398.N.26 |  | 26 mm | 501
| VTm.398.N.32 |  | 32 mm | 822
| VTm.399.N.16 | External bending spring | 16 mm | 388
| VTm.399.N.20 |  | 20 mm | 502
Cutters
| Артикул | Наименование | Размер/количество | Цена за единицу
| VTm.394.0.160026 | pipe cutter VALTEC for pipes of up to 26mm | 26 mm | 243
| VTm.395.0.160040 | Pipe cutter for pipes of up to 40mm | 40 mm | 464
| VTm.393.0.160020 | Metal-plastic pipe cutter | 16–20 mm | 1665
| VTm.397.0.160032 | pipe cutter | do 40 mm | 1272
Welding machines
| Артикул | Наименование | Размер/количество | Цена за единицу
| VTp.795.0.2025 | Face smoothing tool for reinforced pipe | 20 x 25 mm | 492
| VTp.795.E.020 | Face smoothing tool for reinforced pipes for use with power tool | 20 mm | 477
| VTp.795.E.025 |  | 25 mm | 578
| VTp.795.E.032 |  | 32 mm | 629
| VTp.795.E.040 |  | 40 mm | 881
| VTp.795.E.050 |  | 50 mm | 1260
Spanner
| Артикул | Наименование | Размер/количество | Цена за единицу
| VT.AC670.0.2427 | Spanner for manifold installation | 24/27 mm | 366